## Fitting
Sigmoid Fitting |  |  | 8-bit datapoints | messured pressure | calculated pressure (for comparison) | X | y (bar) | bar round | arduino switch case
min | -1.1023 | <- named cell "min" | 1023 | 0 | 0.25523 | 1 | 237.5856 | 237.6 | case 1: bar = 237.6; break; | Procedure
max | 763.1782 | <- named cell "max" | 1023 | 0.2 | 0.25523 | 2 | 157.0342 | 157.03 | case 2: bar = 157.03; break; | (1) Paste the 8-bit datapoints and the measured pressure into columns G and H.
n | 0.79967 | <- named cell "n" | 830 | 0.4 | 0.50174 | 3 | 120.1926 | 120.19 | case 3: bar = 120.19; break; | (2) Start Excel Solver (Tools > Solver)
ec50 | 0.37265 | <- named cell "ec_50" | 725 | 0.6 | 0.68454 | 4 | 98.5146 | 98.51 | case 4: bar = 98.51; break; | (3) Set "Target cell" to "B7" (Sum of squared residuals).
|  |  | 695 | 0.8 | 0.74581 | 5 | 84.0484 | 84.05 | case 5: bar = 84.05; break; | (4) Click "Solve" to perform the fitting.
SSR | 0.44809 |  | 628 | 1 | 0.90145 | 6 | 73.6257 | 73.63 | case 6: bar = 73.63; break; | (5) Close the solver window and check the graph to see if the calculated curve fitted well.
|  |  | 567 | 1.2 | 1.0716 | 7 | 65.7169 | 65.72 | case 7: bar = 65.72; break; | (6) go to sheet "switch case - one line"
|  |  | 535 | 1.4 | 1.1746 | 8 | 59.486 | 59.49 | case 8: bar = 59.49; break; | (7) copy the value of C1 to the Arduino software (line 364 for sensor A, line 372 for sensor B). Make sure to have "." as a decimal separator
FUN | min+(max-min)/(1+10^(n*(log10(x)-log10(ec_50)))) |  | 457 | 1.6 | 1.4794 | 9 | 54.4356 | 54.44 | case 9: bar = 54.44; break;
|  |  | 419 | 1.8 | 1.6643 | 10 | 50.2496 | 50.25 | case 10: bar = 50.25; break;
|  |  | 386 | 2 | 1.8512 | 11 | 46.7169 | 46.72 | case 11: bar = 46.72; break; | See the following reference for details.
|  |  | 345 | 2.2 | 2.1275 | 12 | 43.6911 | 43.69 | case 12: bar = 43.69; break; | Kemmer G. nd Keller S. (2010) Nonlinear least-squares data fitting in Excel spreadsheets. Nat. Protocols 5, 267–281.
|  |  | 306 | 2.4 | 2.4511 | 13 | 41.0671 | 41.07 | case 13: bar = 41.07; break;
|  |  | 291 | 2.6 | 2.5962 | 14 | 38.7672 | 38.77 | case 14: bar = 38.77; break;
|  |  | 276 | 2.8 | 2.7552 | 15 | 36.7331 | 36.73 | case 15: bar = 36.73; break;
|  |  | 252 | 3 | 3.0448 | 16 | 34.9196 | 34.92 | case 16: bar = 34.92; break;
|  |  | 229 | 3.2 | 3.3727 | 17 | 33.2917 | 33.29 | case 17: bar = 33.29; break;
|  |  | 220 | 3.4 | 3.5176 | 18 | 31.8212 | 31.82 | case 18: bar = 31.82; break;
|  |  | 202 | 3.6 | 3.8419 | 19 | 30.4856 | 30.49 | case 19: bar = 30.49; break;
|  |  | 198 | 3.8 | 3.921 | 20 | 29.2666 | 29.27 | case 20: bar = 29.27; break;
|  |  | 191 | 4 | 4.0667 | 21 | 28.149 | 28.15 | case 21: bar = 28.15; break;
|  |  | 183 | 4.2 | 4.2454 | 22 | 27.1203 | 27.12 | case 22: bar = 27.12; break;
|  |  | 178 | 4.4 | 4.3643 | 23 | 26.1698 | 26.17 | case 23: bar = 26.17; break;
|  |  | 167 | 4.6 | 4.6483 | 24 | 25.2888 | 25.29 | case 24: bar = 25.29; break;
|  |  | 163 | 4.8 | 4.76 | 25 | 24.4696 | 24.47 | case 25: bar = 24.47; break;
|  |  | 155 | 5 | 4.9988 | 26 | 23.7056 | 23.71 | case 26: bar = 23.71; break;
|  |  | 135 | 6 | 5.7051 | 27 | 22.9913 | 22.99 | case 27: bar = 22.99; break;
[6 empty] | 28 | 22.3219 | 22.32 | case 28: bar = 22.32; break;
[6 empty] | 29 | 21.693 | 21.69 | case 29: bar = 21.69; break;
[6 empty] | 30 | 21.1011 | 21.1 | case 30: bar = 21.1; break;
[6 empty] | 31 | 20.5427 | 20.54 | case 31: bar = 20.54; break;
[6 empty] | 32 | 20.0151 | 20.02 | case 32: bar = 20.02; break;
[6 empty] | 33 | 19.5156 | 19.52 | case 33: bar = 19.52; break;
[6 empty] | 34 | 19.0421 | 19.04 | case 34: bar = 19.04; break;
[6 empty] | 35 | 18.5924 | 18.59 | case 35: bar = 18.59; break;
[6 empty] | 36 | 18.1647 | 18.16 | case 36: bar = 18.16; break;
[6 empty] | 37 | 17.7575 | 17.76 | case 37: bar = 17.76; break;
[6 empty] | 38 | 17.3692 | 17.37 | case 38: bar = 17.37; break;
[6 empty] | 39 | 16.9984 | 17 | case 39: bar = 17; break;
[6 empty] | 40 | 16.6441 | 16.64 | case 40: bar = 16.64; break;
[6 empty] | 41 | 16.305 | 16.3 | case 41: bar = 16.3; break;
[6 empty] | 42 | 15.9802 | 15.98 | case 42: bar = 15.98; break;
[6 empty] | 43 | 15.6688 | 15.67 | case 43: bar = 15.67; break;
[6 empty] | 44 | 15.3698 | 15.37 | case 44: bar = 15.37; break;
[6 empty] | 45 | 15.0827 | 15.08 | case 45: bar = 15.08; break;
[6 empty] | 46 | 14.8066 | 14.81 | case 46: bar = 14.81; break;
[6 empty] | 47 | 14.5409 | 14.54 | case 47: bar = 14.54; break;
[6 empty] | 48 | 14.2849 | 14.28 | case 48: bar = 14.28; break;
[6 empty] | 49 | 14.0383 | 14.04 | case 49: bar = 14.04; break;
[6 empty] | 50 | 13.8004 | 13.8 | case 50: bar = 13.8; break;
[6 empty] | 51 | 13.5708 | 13.57 | case 51: bar = 13.57; break;
[6 empty] | 52 | 13.3489 | 13.35 | case 52: bar = 13.35; break;
[6 empty] | 53 | 13.1346 | 13.13 | case 53: bar = 13.13; break;
[6 empty] | 54 | 12.9272 | 12.93 | case 54: bar = 12.93; break;
[6 empty] | 55 | 12.7265 | 12.73 | case 55: bar = 12.73; break;
[6 empty] | 56 | 12.5322 | 12.53 | case 56: bar = 12.53; break;
[6 empty] | 57 | 12.344 | 12.34 | case 57: bar = 12.34; break;
[6 empty] | 58 | 12.1615 | 12.16 | case 58: bar = 12.16; break;
[6 empty] | 59 | 11.9845 | 11.98 | case 59: bar = 11.98; break;
[6 empty] | 60 | 11.8128 | 11.81 | case 60: bar = 11.81; break;
[6 empty] | 61 | 11.646 | 11.65 | case 61: bar = 11.65; break;
[6 empty] | 62 | 11.484 | 11.48 | case 62: bar = 11.48; break;
[6 empty] | 63 | 11.3266 | 11.33 | case 63: bar = 11.33; break;
[6 empty] | 64 | 11.1736 | 11.17 | case 64: bar = 11.17; break;
[6 empty] | 65 | 11.0247 | 11.02 | case 65: bar = 11.02; break;
[6 empty] | 66 | 10.8798 | 10.88 | case 66: bar = 10.88; break;
[6 empty] | 67 | 10.7388 | 10.74 | case 67: bar = 10.74; break;
[6 empty] | 68 | 10.6015 | 10.6 | case 68: bar = 10.6; break;
[6 empty] | 69 | 10.4677 | 10.47 | case 69: bar = 10.47; break;
[6 empty] | 70 | 10.3373 | 10.34 | case 70: bar = 10.34; break;
[6 empty] | 71 | 10.2102 | 10.21 | case 71: bar = 10.21; break;
[6 empty] | 72 | 10.0863 | 10.09 | case 72: bar = 10.09; break;
[6 empty] | 73 | 9.9653 | 9.97 | case 73: bar = 9.97; break;
[6 empty] | 74 | 9.8472 | 9.85 | case 74: bar = 9.85; break;
[6 empty] | 75 | 9.732 | 9.73 | case 75: bar = 9.73; break;
[6 empty] | 76 | 9.6195 | 9.62 | case 76: bar = 9.62; break;
[6 empty] | 77 | 9.5095 | 9.51 | case 77: bar = 9.51; break;
[6 empty] | 78 | 9.4021 | 9.4 | case 78: bar = 9.4; break;
[6 empty] | 79 | 9.2971 | 9.3 | case 79: bar = 9.3; break;
[6 empty] | 80 | 9.1944 | 9.19 | case 80: bar = 9.19; break;
[6 empty] | 81 | 9.094 | 9.09 | case 81: bar = 9.09; break;
[6 empty] | 82 | 8.9957 | 9 | case 82: bar = 9; break;
[6 empty] | 83 | 8.8996 | 8.9 | case 83: bar = 8.9; break;
[6 empty] | 84 | 8.8055 | 8.81 | case 84: bar = 8.81; break;
[6 empty] | 85 | 8.7134 | 8.71 | case 85: bar = 8.71; break;
[6 empty] | 86 | 8.6231 | 8.62 | case 86: bar = 8.62; break;
[6 empty] | 87 | 8.5348 | 8.53 | case 87: bar = 8.53; break;
[6 empty] | 88 | 8.4482 | 8.45 | case 88: bar = 8.45; break;
[6 empty] | 89 | 8.3634 | 8.36 | case 89: bar = 8.36; break;
[6 empty] | 90 | 8.2802 | 8.28 | case 90: bar = 8.28; break;
[6 empty] | 91 | 8.1987 | 8.2 | case 91: bar = 8.2; break;
[6 empty] | 92 | 8.1187 | 8.12 | case 92: bar = 8.12; break;
[6 empty] | 93 | 8.0403 | 8.04 | case 93: bar = 8.04; break;
[6 empty] | 94 | 7.9633 | 7.96 | case 94: bar = 7.96; break;
[6 empty] | 95 | 7.8878 | 7.89 | case 95: bar = 7.89; break;
[6 empty] | 96 | 7.8137 | 7.81 | case 96: bar = 7.81; break;
[6 empty] | 97 | 7.741 | 7.74 | case 97: bar = 7.74; break;
[6 empty] | 98 | 7.6696 | 7.67 | case 98: bar = 7.67; break;
[6 empty] | 99 | 7.5995 | 7.6 | case 99: bar = 7.6; break;
[6 empty] | 100 | 7.5306 | 7.53 | case 100: bar = 7.53; break;
[6 empty] | 101 | 7.463 | 7.46 | case 101: bar = 7.46; break;
[6 empty] | 102 | 7.3965 | 7.4 | case 102: bar = 7.4; break;
[6 empty] | 103 | 7.3312 | 7.33 | case 103: bar = 7.33; break;
[6 empty] | 104 | 7.267 | 7.27 | case 104: bar = 7.27; break;
[6 empty] | 105 | 7.2039 | 7.2 | case 105: bar = 7.2; break;
[6 empty] | 106 | 7.1418 | 7.14 | case 106: bar = 7.14; break;
[6 empty] | 107 | 7.0808 | 7.08 | case 107: bar = 7.08; break;
[6 empty] | 108 | 7.0208 | 7.02 | case 108: bar = 7.02; break;
[6 empty] | 109 | 6.9618 | 6.96 | case 109: bar = 6.96; break;
[6 empty] | 110 | 6.9037 | 6.9 | case 110: bar = 6.9; break;
[6 empty] | 111 | 6.8466 | 6.85 | case 111: bar = 6.85; break;
[6 empty] | 112 | 6.7904 | 6.79 | case 112: bar = 6.79; break;
[6 empty] | 113 | 6.7351 | 6.74 | case 113: bar = 6.74; break;
[6 empty] | 114 | 6.6806 | 6.68 | case 114: bar = 6.68; break;
[6 empty] | 115 | 6.627 | 6.63 | case 115: bar = 6.63; break;
[6 empty] | 116 | 6.5742 | 6.57 | case 116: bar = 6.57; break;
[6 empty] | 117 | 6.5222 | 6.52 | case 117: bar = 6.52; break;
[6 empty] | 118 | 6.471 | 6.47 | case 118: bar = 6.47; break;
[6 empty] | 119 | 6.4206 | 6.42 | case 119: bar = 6.42; break;
[6 empty] | 120 | 6.3709 | 6.37 | case 120: bar = 6.37; break;
[6 empty] | 121 | 6.3219 | 6.32 | case 121: bar = 6.32; break;
[6 empty] | 122 | 6.2737 | 6.27 | case 122: bar = 6.27; break;
[6 empty] | 123 | 6.2262 | 6.23 | case 123: bar = 6.23; break;
[6 empty] | 124 | 6.1793 | 6.18 | case 124: bar = 6.18; break;
[6 empty] | 125 | 6.1331 | 6.13 | case 125: bar = 6.13; break;
[6 empty] | 126 | 6.0876 | 6.09 | case 126: bar = 6.09; break;
[6 empty] | 127 | 6.0427 | 6.04 | case 127: bar = 6.04; break;
[6 empty] | 128 | 5.9985 | 6 | case 128: bar = 6; break;
[6 empty] | 129 | 5.9548 | 5.95 | case 129: bar = 5.95; break;
[6 empty] | 130 | 5.9118 | 5.91 | case 130: bar = 5.91; break;
[6 empty] | 131 | 5.8693 | 5.87 | case 131: bar = 5.87; break;
[6 empty] | 132 | 5.8274 | 5.83 | case 132: bar = 5.83; break;
[6 empty] | 133 | 5.7861 | 5.79 | case 133: bar = 5.79; break;
[6 empty] | 134 | 5.7453 | 5.75 | case 134: bar = 5.75; break;
[6 empty] | 135 | 5.7051 | 5.71 | case 135: bar = 5.71; break;
[6 empty] | 136 | 5.6654 | 5.67 | case 136: bar = 5.67; break;
[6 empty] | 137 | 5.6262 | 5.63 | case 137: bar = 5.63; break;
[6 empty] | 138 | 5.5875 | 5.59 | case 138: bar = 5.59; break;
[6 empty] | 139 | 5.5494 | 5.55 | case 139: bar = 5.55; break;
[6 empty] | 140 | 5.5117 | 5.51 | case 140: bar = 5.51; break;
[6 empty] | 141 | 5.4745 | 5.47 | case 141: bar = 5.47; break;
[6 empty] | 142 | 5.4377 | 5.44 | case 142: bar = 5.44; break;
[6 empty] | 143 | 5.4014 | 5.4 | case 143: bar = 5.4; break;
[6 empty] | 144 | 5.3656 | 5.37 | case 144: bar = 5.37; break;
[6 empty] | 145 | 5.3302 | 5.33 | case 145: bar = 5.33; break;
[6 empty] | 146 | 5.2952 | 5.3 | case 146: bar = 5.3; break;
[6 empty] | 147 | 5.2607 | 5.26 | case 147: bar = 5.26; break;
[6 empty] | 148 | 5.2266 | 5.23 | case 148: bar = 5.23; break;
[6 empty] | 149 | 5.1929 | 5.19 | case 149: bar = 5.19; break;
[6 empty] | 150 | 5.1596 | 5.16 | case 150: bar = 5.16; break;
[6 empty] | 151 | 5.1266 | 5.13 | case 151: bar = 5.13; break;
[6 empty] | 152 | 5.0941 | 5.09 | case 152: bar = 5.09; break;
[6 empty] | 153 | 5.062 | 5.06 | case 153: bar = 5.06; break;
[6 empty] | 154 | 5.0302 | 5.03 | case 154: bar = 5.03; break;
[6 empty] | 155 | 4.9988 | 5 | case 155: bar = 5; break;
[6 empty] | 156 | 4.9677 | 4.97 | case 156: bar = 4.97; break;
[6 empty] | 157 | 4.9371 | 4.94 | case 157: bar = 4.94; break;
[6 empty] | 158 | 4.9067 | 4.91 | case 158: bar = 4.91; break;
[6 empty] | 159 | 4.8767 | 4.88 | case 159: bar = 4.88; break;
[6 empty] | 160 | 4.847 | 4.85 | case 160: bar = 4.85; break;
[6 empty] | 161 | 4.8177 | 4.82 | case 161: bar = 4.82; break;
[6 empty] | 162 | 4.7887 | 4.79 | case 162: bar = 4.79; break;
[6 empty] | 163 | 4.76 | 4.76 | case 163: bar = 4.76; break;
[6 empty] | 164 | 4.7316 | 4.73 | case 164: bar = 4.73; break;
[6 empty] | 165 | 4.7035 | 4.7 | case 165: bar = 4.7; break;
[6 empty] | 166 | 4.6758 | 4.68 | case 166: bar = 4.68; break;
[6 empty] | 167 | 4.6483 | 4.65 | case 167: bar = 4.65; break;
[6 empty] | 168 | 4.6211 | 4.62 | case 168: bar = 4.62; break;
[6 empty] | 169 | 4.5942 | 4.59 | case 169: bar = 4.59; break;
[6 empty] | 170 | 4.5676 | 4.57 | case 170: bar = 4.57; break;
[6 empty] | 171 | 4.5412 | 4.54 | case 171: bar = 4.54; break;
[6 empty] | 172 | 4.5152 | 4.52 | case 172: bar = 4.52; break;
[6 empty] | 173 | 4.4894 | 4.49 | case 173: bar = 4.49; break;
[6 empty] | 174 | 4.4639 | 4.46 | case 174: bar = 4.46; break;
[6 empty] | 175 | 4.4386 | 4.44 | case 175: bar = 4.44; break;
[6 empty] | 176 | 4.4136 | 4.41 | case 176: bar = 4.41; break;
[6 empty] | 177 | 4.3888 | 4.39 | case 177: bar = 4.39; break;
[6 empty] | 178 | 4.3643 | 4.36 | case 178: bar = 4.36; break;
[6 empty] | 179 | 4.3401 | 4.34 | case 179: bar = 4.34; break;
[6 empty] | 180 | 4.3161 | 4.32 | case 180: bar = 4.32; break;
[6 empty] | 181 | 4.2923 | 4.29 | case 181: bar = 4.29; break;
[6 empty] | 182 | 4.2687 | 4.27 | case 182: bar = 4.27; break;
[6 empty] | 183 | 4.2454 | 4.25 | case 183: bar = 4.25; break;
[6 empty] | 184 | 4.2223 | 4.22 | case 184: bar = 4.22; break;
[6 empty] | 185 | 4.1994 | 4.2 | case 185: bar = 4.2; break;
[6 empty] | 186 | 4.1768 | 4.18 | case 186: bar = 4.18; break;
[6 empty] | 187 | 4.1544 | 4.15 | case 187: bar = 4.15; break;
[6 empty] | 188 | 4.1321 | 4.13 | case 188: bar = 4.13; break;
[6 empty] | 189 | 4.1101 | 4.11 | case 189: bar = 4.11; break;
[6 empty] | 190 | 4.0883 | 4.09 | case 190: bar = 4.09; break;
[6 empty] | 191 | 4.0667 | 4.07 | case 191: bar = 4.07; break;
[6 empty] | 192 | 4.0453 | 4.05 | case 192: bar = 4.05; break;
[6 empty] | 193 | 4.0241 | 4.02 | case 193: bar = 4.02; break;
[6 empty] | 194 | 4.0031 | 4 | case 194: bar = 4; break;
[6 empty] | 195 | 3.9823 | 3.98 | case 195: bar = 3.98; break;
[6 empty] | 196 | 3.9617 | 3.96 | case 196: bar = 3.96; break;
[6 empty] | 197 | 3.9413 | 3.94 | case 197: bar = 3.94; break;
[6 empty] | 198 | 3.921 | 3.92 | case 198: bar = 3.92; break;
[6 empty] | 199 | 3.901 | 3.9 | case 199: bar = 3.9; break;
[6 empty] | 200 | 3.8811 | 3.88 | case 200: bar = 3.88; break;
[6 empty] | 201 | 3.8614 | 3.86 | case 201: bar = 3.86; break;
[6 empty] | 202 | 3.8419 | 3.84 | case 202: bar = 3.84; break;
[6 empty] | 203 | 3.8225 | 3.82 | case 203: bar = 3.82; break;
[6 empty] | 204 | 3.8033 | 3.8 | case 204: bar = 3.8; break;
[6 empty] | 205 | 3.7843 | 3.78 | case 205: bar = 3.78; break;
[6 empty] | 206 | 3.7654 | 3.77 | case 206: bar = 3.77; break;
[6 empty] | 207 | 3.7467 | 3.75 | case 207: bar = 3.75; break;
[6 empty] | 208 | 3.7282 | 3.73 | case 208: bar = 3.73; break;
[6 empty] | 209 | 3.7098 | 3.71 | case 209: bar = 3.71; break;
[6 empty] | 210 | 3.6916 | 3.69 | case 210: bar = 3.69; break;
[6 empty] | 211 | 3.6735 | 3.67 | case 211: bar = 3.67; break;
[6 empty] | 212 | 3.6556 | 3.66 | case 212: bar = 3.66; break;
[6 empty] | 213 | 3.6379 | 3.64 | case 213: bar = 3.64; break;
[6 empty] | 214 | 3.6203 | 3.62 | case 214: bar = 3.62; break;
[6 empty] | 215 | 3.6028 | 3.6 | case 215: bar = 3.6; break;
[6 empty] | 216 | 3.5855 | 3.59 | case 216: bar = 3.59; break;
[6 empty] | 217 | 3.5683 | 3.57 | case 217: bar = 3.57; break;
[6 empty] | 218 | 3.5513 | 3.55 | case 218: bar = 3.55; break;
[6 empty] | 219 | 3.5344 | 3.53 | case 219: bar = 3.53; break;
[6 empty] | 220 | 3.5176 | 3.52 | case 220: bar = 3.52; break;
[6 empty] | 221 | 3.501 | 3.5 | case 221: bar = 3.5; break;
[6 empty] | 222 | 3.4845 | 3.48 | case 222: bar = 3.48; break;
[6 empty] | 223 | 3.4681 | 3.47 | case 223: bar = 3.47; break;
[6 empty] | 224 | 3.4519 | 3.45 | case 224: bar = 3.45; break;
[6 empty] | 225 | 3.4358 | 3.44 | case 225: bar = 3.44; break;
[6 empty] | 226 | 3.4198 | 3.42 | case 226: bar = 3.42; break;
[6 empty] | 227 | 3.404 | 3.4 | case 227: bar = 3.4; break;
[6 empty] | 228 | 3.3883 | 3.39 | case 228: bar = 3.39; break;
[6 empty] | 229 | 3.3727 | 3.37 | case 229: bar = 3.37; break;
[6 empty] | 230 | 3.3572 | 3.36 | case 230: bar = 3.36; break;
[6 empty] | 231 | 3.3418 | 3.34 | case 231: bar = 3.34; break;
[6 empty] | 232 | 3.3266 | 3.33 | case 232: bar = 3.33; break;
[6 empty] | 233 | 3.3115 | 3.31 | case 233: bar = 3.31; break;
[6 empty] | 234 | 3.2965 | 3.3 | case 234: bar = 3.3; break;
[6 empty] | 235 | 3.2816 | 3.28 | case 235: bar = 3.28; break;
[6 empty] | 236 | 3.2668 | 3.27 | case 236: bar = 3.27; break;
[6 empty] | 237 | 3.2522 | 3.25 | case 237: bar = 3.25; break;
[6 empty] | 238 | 3.2376 | 3.24 | case 238: bar = 3.24; break;
[6 empty] | 239 | 3.2232 | 3.22 | case 239: bar = 3.22; break;
[6 empty] | 240 | 3.2088 | 3.21 | case 240: bar = 3.21; break;
[6 empty] | 241 | 3.1946 | 3.19 | case 241: bar = 3.19; break;
[6 empty] | 242 | 3.1805 | 3.18 | case 242: bar = 3.18; break;
[6 empty] | 243 | 3.1664 | 3.17 | case 243: bar = 3.17; break;
[6 empty] | 244 | 3.1525 | 3.15 | case 244: bar = 3.15; break;
[6 empty] | 245 | 3.1387 | 3.14 | case 245: bar = 3.14; break;
[6 empty] | 246 | 3.125 | 3.12 | case 246: bar = 3.12; break;
[6 empty] | 247 | 3.1114 | 3.11 | case 247: bar = 3.11; break;
[6 empty] | 248 | 3.0979 | 3.1 | case 248: bar = 3.1; break;
[6 empty] | 249 | 3.0844 | 3.08 | case 249: bar = 3.08; break;
[6 empty] | 250 | 3.0711 | 3.07 | case 250: bar = 3.07; break;
[6 empty] | 251 | 3.0579 | 3.06 | case 251: bar = 3.06; break;
[6 empty] | 252 | 3.0448 | 3.04 | case 252: bar = 3.04; break;
[6 empty] | 253 | 3.0317 | 3.03 | case 253: bar = 3.03; break;
[6 empty] | 254 | 3.0188 | 3.02 | case 254: bar = 3.02; break;
[6 empty] | 255 | 3.0059 | 3.01 | case 255: bar = 3.01; break;
[6 empty] | 256 | 2.9931 | 2.99 | case 256: bar = 2.99; break;
[6 empty] | 257 | 2.9805 | 2.98 | case 257: bar = 2.98; break;
[6 empty] | 258 | 2.9679 | 2.97 | case 258: bar = 2.97; break;
[6 empty] | 259 | 2.9554 | 2.96 | case 259: bar = 2.96; break;
[6 empty] | 260 | 2.9429 | 2.94 | case 260: bar = 2.94; break;
[6 empty] | 261 | 2.9306 | 2.93 | case 261: bar = 2.93; break;
[6 empty] | 262 | 2.9184 | 2.92 | case 262: bar = 2.92; break;
[6 empty] | 263 | 2.9062 | 2.91 | case 263: bar = 2.91; break;
[6 empty] | 264 | 2.8941 | 2.89 | case 264: bar = 2.89; break;
[6 empty] | 265 | 2.8821 | 2.88 | case 265: bar = 2.88; break;
[6 empty] | 266 | 2.8702 | 2.87 | case 266: bar = 2.87; break;
[6 empty] | 267 | 2.8583 | 2.86 | case 267: bar = 2.86; break;
[6 empty] | 268 | 2.8466 | 2.85 | case 268: bar = 2.85; break;
[6 empty] | 269 | 2.8349 | 2.83 | case 269: bar = 2.83; break;
[6 empty] | 270 | 2.8233 | 2.82 | case 270: bar = 2.82; break;
[6 empty] | 271 | 2.8118 | 2.81 | case 271: bar = 2.81; break;
[6 empty] | 272 | 2.8003 | 2.8 | case 272: bar = 2.8; break;
[6 empty] | 273 | 2.7889 | 2.79 | case 273: bar = 2.79; break;
[6 empty] | 274 | 2.7776 | 2.78 | case 274: bar = 2.78; break;
[6 empty] | 275 | 2.7664 | 2.77 | case 275: bar = 2.77; break;
[6 empty] | 276 | 2.7552 | 2.76 | case 276: bar = 2.76; break;
[6 empty] | 277 | 2.7442 | 2.74 | case 277: bar = 2.74; break;
[6 empty] | 278 | 2.7331 | 2.73 | case 278: bar = 2.73; break;
[6 empty] | 279 | 2.7222 | 2.72 | case 279: bar = 2.72; break;
[6 empty] | 280 | 2.7113 | 2.71 | case 280: bar = 2.71; break;
[6 empty] | 281 | 2.7005 | 2.7 | case 281: bar = 2.7; break;
[6 empty] | 282 | 2.6898 | 2.69 | case 282: bar = 2.69; break;
[6 empty] | 283 | 2.6791 | 2.68 | case 283: bar = 2.68; break;
[6 empty] | 284 | 2.6685 | 2.67 | case 284: bar = 2.67; break;
[6 empty] | 285 | 2.658 | 2.66 | case 285: bar = 2.66; break;
[6 empty] | 286 | 2.6475 | 2.65 | case 286: bar = 2.65; break;
[6 empty] | 287 | 2.6371 | 2.64 | case 287: bar = 2.64; break;
[6 empty] | 288 | 2.6268 | 2.63 | case 288: bar = 2.63; break;
[6 empty] | 289 | 2.6165 | 2.62 | case 289: bar = 2.62; break;
[6 empty] | 290 | 2.6063 | 2.61 | case 290: bar = 2.61; break;
[6 empty] | 291 | 2.5962 | 2.6 | case 291: bar = 2.6; break;
[6 empty] | 292 | 2.5861 | 2.59 | case 292: bar = 2.59; break;
[6 empty] | 293 | 2.5761 | 2.58 | case 293: bar = 2.58; break;
[6 empty] | 294 | 2.5661 | 2.57 | case 294: bar = 2.57; break;
[6 empty] | 295 | 2.5562 | 2.56 | case 295: bar = 2.56; break;
[6 empty] | 296 | 2.5464 | 2.55 | case 296: bar = 2.55; break;
[6 empty] | 297 | 2.5366 | 2.54 | case 297: bar = 2.54; break;
[6 empty] | 298 | 2.5269 | 2.53 | case 298: bar = 2.53; break;
[6 empty] | 299 | 2.5172 | 2.52 | case 299: bar = 2.52; break;
[6 empty] | 300 | 2.5076 | 2.51 | case 300: bar = 2.51; break;
[6 empty] | 301 | 2.498 | 2.5 | case 301: bar = 2.5; break;
[6 empty] | 302 | 2.4886 | 2.49 | case 302: bar = 2.49; break;
[6 empty] | 303 | 2.4791 | 2.48 | case 303: bar = 2.48; break;
[6 empty] | 304 | 2.4697 | 2.47 | case 304: bar = 2.47; break;
[6 empty] | 305 | 2.4604 | 2.46 | case 305: bar = 2.46; break;
[6 empty] | 306 | 2.4511 | 2.45 | case 306: bar = 2.45; break;
[6 empty] | 307 | 2.4419 | 2.44 | case 307: bar = 2.44; break;
[6 empty] | 308 | 2.4328 | 2.43 | case 308: bar = 2.43; break;
[6 empty] | 309 | 2.4237 | 2.42 | case 309: bar = 2.42; break;
[6 empty] | 310 | 2.4146 | 2.41 | case 310: bar = 2.41; break;
[6 empty] | 311 | 2.4056 | 2.41 | case 311: bar = 2.41; break;
[6 empty] | 312 | 2.3966 | 2.4 | case 312: bar = 2.4; break;
[6 empty] | 313 | 2.3877 | 2.39 | case 313: bar = 2.39; break;
[6 empty] | 314 | 2.3789 | 2.38 | case 314: bar = 2.38; break;
[6 empty] | 315 | 2.3701 | 2.37 | case 315: bar = 2.37; break;
[6 empty] | 316 | 2.3613 | 2.36 | case 316: bar = 2.36; break;
[6 empty] | 317 | 2.3526 | 2.35 | case 317: bar = 2.35; break;
[6 empty] | 318 | 2.344 | 2.34 | case 318: bar = 2.34; break;
[6 empty] | 319 | 2.3354 | 2.34 | case 319: bar = 2.34; break;
[6 empty] | 320 | 2.3268 | 2.33 | case 320: bar = 2.33; break;
[6 empty] | 321 | 2.3183 | 2.32 | case 321: bar = 2.32; break;
[6 empty] | 322 | 2.3099 | 2.31 | case 322: bar = 2.31; break;
[6 empty] | 323 | 2.3015 | 2.3 | case 323: bar = 2.3; break;
[6 empty] | 324 | 2.2931 | 2.29 | case 324: bar = 2.29; break;
[6 empty] | 325 | 2.2848 | 2.28 | case 325: bar = 2.28; break;
[6 empty] | 326 | 2.2765 | 2.28 | case 326: bar = 2.28; break;
[6 empty] | 327 | 2.2683 | 2.27 | case 327: bar = 2.27; break;
[6 empty] | 328 | 2.2601 | 2.26 | case 328: bar = 2.26; break;
[6 empty] | 329 | 2.2519 | 2.25 | case 329: bar = 2.25; break;
[6 empty] | 330 | 2.2438 | 2.24 | case 330: bar = 2.24; break;
[6 empty] | 331 | 2.2358 | 2.24 | case 331: bar = 2.24; break;
[6 empty] | 332 | 2.2278 | 2.23 | case 332: bar = 2.23; break;
[6 empty] | 333 | 2.2198 | 2.22 | case 333: bar = 2.22; break;
[6 empty] | 334 | 2.2119 | 2.21 | case 334: bar = 2.21; break;
[6 empty] | 335 | 2.204 | 2.2 | case 335: bar = 2.2; break;
[6 empty] | 336 | 2.1962 | 2.2 | case 336: bar = 2.2; break;
[6 empty] | 337 | 2.1884 | 2.19 | case 337: bar = 2.19; break;
[6 empty] | 338 | 2.1806 | 2.18 | case 338: bar = 2.18; break;
[6 empty] | 339 | 2.1729 | 2.17 | case 339: bar = 2.17; break;
[6 empty] | 340 | 2.1652 | 2.17 | case 340: bar = 2.17; break;
[6 empty] | 341 | 2.1576 | 2.16 | case 341: bar = 2.16; break;
[6 empty] | 342 | 2.15 | 2.15 | case 342: bar = 2.15; break;
[6 empty] | 343 | 2.1425 | 2.14 | case 343: bar = 2.14; break;
[6 empty] | 344 | 2.135 | 2.13 | case 344: bar = 2.13; break;
[6 empty] | 345 | 2.1275 | 2.13 | case 345: bar = 2.13; break;
[6 empty] | 346 | 2.12 | 2.12 | case 346: bar = 2.12; break;
[6 empty] | 347 | 2.1126 | 2.11 | case 347: bar = 2.11; break;
[6 empty] | 348 | 2.1053 | 2.11 | case 348: bar = 2.11; break;
[6 empty] | 349 | 2.098 | 2.1 | case 349: bar = 2.1; break;
[6 empty] | 350 | 2.0907 | 2.09 | case 350: bar = 2.09; break;
[6 empty] | 351 | 2.0834 | 2.08 | case 351: bar = 2.08; break;
[6 empty] | 352 | 2.0762 | 2.08 | case 352: bar = 2.08; break;
[6 empty] | 353 | 2.0691 | 2.07 | case 353: bar = 2.07; break;
[6 empty] | 354 | 2.0619 | 2.06 | case 354: bar = 2.06; break;
[6 empty] | 355 | 2.0548 | 2.05 | case 355: bar = 2.05; break;
[6 empty] | 356 | 2.0478 | 2.05 | case 356: bar = 2.05; break;
[6 empty] | 357 | 2.0407 | 2.04 | case 357: bar = 2.04; break;
[6 empty] | 358 | 2.0337 | 2.03 | case 358: bar = 2.03; break;
[6 empty] | 359 | 2.0268 | 2.03 | case 359: bar = 2.03; break;
[6 empty] | 360 | 2.0198 | 2.02 | case 360: bar = 2.02; break;
[6 empty] | 361 | 2.013 | 2.01 | case 361: bar = 2.01; break;
[6 empty] | 362 | 2.0061 | 2.01 | case 362: bar = 2.01; break;
[6 empty] | 363 | 1.9993 | 2 | case 363: bar = 2; break;
[6 empty] | 364 | 1.9925 | 1.99 | case 364: bar = 1.99; break;
[6 empty] | 365 | 1.9857 | 1.99 | case 365: bar = 1.99; break;
[6 empty] | 366 | 1.979 | 1.98 | case 366: bar = 1.98; break;
[6 empty] | 367 | 1.9723 | 1.97 | case 367: bar = 1.97; break;
[6 empty] | 368 | 1.9657 | 1.97 | case 368: bar = 1.97; break;
[6 empty] | 369 | 1.959 | 1.96 | case 369: bar = 1.96; break;
[6 empty] | 370 | 1.9525 | 1.95 | case 370: bar = 1.95; break;
[6 empty] | 371 | 1.9459 | 1.95 | case 371: bar = 1.95; break;
[6 empty] | 372 | 1.9394 | 1.94 | case 372: bar = 1.94; break;
[6 empty] | 373 | 1.9329 | 1.93 | case 373: bar = 1.93; break;
[6 empty] | 374 | 1.9264 | 1.93 | case 374: bar = 1.93; break;
[6 empty] | 375 | 1.92 | 1.92 | case 375: bar = 1.92; break;
[6 empty] | 376 | 1.9136 | 1.91 | case 376: bar = 1.91; break;
[6 empty] | 377 | 1.9072 | 1.91 | case 377: bar = 1.91; break;
[6 empty] | 378 | 1.9009 | 1.9 | case 378: bar = 1.9; break;
[6 empty] | 379 | 1.8945 | 1.89 | case 379: bar = 1.89; break;
[6 empty] | 380 | 1.8883 | 1.89 | case 380: bar = 1.89; break;
[6 empty] | 381 | 1.882 | 1.88 | case 381: bar = 1.88; break;
[6 empty] | 382 | 1.8758 | 1.88 | case 382: bar = 1.88; break;
[6 empty] | 383 | 1.8696 | 1.87 | case 383: bar = 1.87; break;
[6 empty] | 384 | 1.8634 | 1.86 | case 384: bar = 1.86; break;
[6 empty] | 385 | 1.8573 | 1.86 | case 385: bar = 1.86; break;
[6 empty] | 386 | 1.8512 | 1.85 | case 386: bar = 1.85; break;
[6 empty] | 387 | 1.8451 | 1.85 | case 387: bar = 1.85; break;
[6 empty] | 388 | 1.839 | 1.84 | case 388: bar = 1.84; break;
[6 empty] | 389 | 1.833 | 1.83 | case 389: bar = 1.83; break;
[6 empty] | 390 | 1.827 | 1.83 | case 390: bar = 1.83; break;
[6 empty] | 391 | 1.821 | 1.82 | case 391: bar = 1.82; break;
[6 empty] | 392 | 1.8151 | 1.82 | case 392: bar = 1.82; break;
[6 empty] | 393 | 1.8092 | 1.81 | case 393: bar = 1.81; break;
[6 empty] | 394 | 1.8033 | 1.8 | case 394: bar = 1.8; break;
[6 empty] | 395 | 1.7974 | 1.8 | case 395: bar = 1.8; break;
[6 empty] | 396 | 1.7916 | 1.79 | case 396: bar = 1.79; break;
[6 empty] | 397 | 1.7858 | 1.79 | case 397: bar = 1.79; break;
[6 empty] | 398 | 1.78 | 1.78 | case 398: bar = 1.78; break;
[6 empty] | 399 | 1.7743 | 1.77 | case 399: bar = 1.77; break;
[6 empty] | 400 | 1.7685 | 1.77 | case 400: bar = 1.77; break;
[6 empty] | 401 | 1.7628 | 1.76 | case 401: bar = 1.76; break;
[6 empty] | 402 | 1.7571 | 1.76 | case 402: bar = 1.76; break;
[6 empty] | 403 | 1.7515 | 1.75 | case 403: bar = 1.75; break;
[6 empty] | 404 | 1.7459 | 1.75 | case 404: bar = 1.75; break;
[6 empty] | 405 | 1.7402 | 1.74 | case 405: bar = 1.74; break;
[6 empty] | 406 | 1.7347 | 1.73 | case 406: bar = 1.73; break;
[6 empty] | 407 | 1.7291 | 1.73 | case 407: bar = 1.73; break;
[6 empty] | 408 | 1.7236 | 1.72 | case 408: bar = 1.72; break;
[6 empty] | 409 | 1.7181 | 1.72 | case 409: bar = 1.72; break;
[6 empty] | 410 | 1.7126 | 1.71 | case 410: bar = 1.71; break;
[6 empty] | 411 | 1.7071 | 1.71 | case 411: bar = 1.71; break;
[6 empty] | 412 | 1.7017 | 1.7 | case 412: bar = 1.7; break;
[6 empty] | 413 | 1.6963 | 1.7 | case 413: bar = 1.7; break;
[6 empty] | 414 | 1.6909 | 1.69 | case 414: bar = 1.69; break;
[6 empty] | 415 | 1.6855 | 1.69 | case 415: bar = 1.69; break;
[6 empty] | 416 | 1.6802 | 1.68 | case 416: bar = 1.68; break;
[6 empty] | 417 | 1.6749 | 1.67 | case 417: bar = 1.67; break;
[6 empty] | 418 | 1.6696 | 1.67 | case 418: bar = 1.67; break;
[6 empty] | 419 | 1.6643 | 1.66 | case 419: bar = 1.66; break;
[6 empty] | 420 | 1.6591 | 1.66 | case 420: bar = 1.66; break;
[6 empty] | 421 | 1.6538 | 1.65 | case 421: bar = 1.65; break;
[6 empty] | 422 | 1.6486 | 1.65 | case 422: bar = 1.65; break;
[6 empty] | 423 | 1.6434 | 1.64 | case 423: bar = 1.64; break;
[6 empty] | 424 | 1.6383 | 1.64 | case 424: bar = 1.64; break;
[6 empty] | 425 | 1.6331 | 1.63 | case 425: bar = 1.63; break;
[6 empty] | 426 | 1.628 | 1.63 | case 426: bar = 1.63; break;
[6 empty] | 427 | 1.6229 | 1.62 | case 427: bar = 1.62; break;
[6 empty] | 428 | 1.6179 | 1.62 | case 428: bar = 1.62; break;
[6 empty] | 429 | 1.6128 | 1.61 | case 429: bar = 1.61; break;
[6 empty] | 430 | 1.6078 | 1.61 | case 430: bar = 1.61; break;
[6 empty] | 431 | 1.6028 | 1.6 | case 431: bar = 1.6; break;
[6 empty] | 432 | 1.5978 | 1.6 | case 432: bar = 1.6; break;
[6 empty] | 433 | 1.5928 | 1.59 | case 433: bar = 1.59; break;
[6 empty] | 434 | 1.5879 | 1.59 | case 434: bar = 1.59; break;
[6 empty] | 435 | 1.5829 | 1.58 | case 435: bar = 1.58; break;
[6 empty] | 436 | 1.578 | 1.58 | case 436: bar = 1.58; break;
[6 empty] | 437 | 1.5731 | 1.57 | case 437: bar = 1.57; break;
[6 empty] | 438 | 1.5683 | 1.57 | case 438: bar = 1.57; break;
[6 empty] | 439 | 1.5634 | 1.56 | case 439: bar = 1.56; break;
[6 empty] | 440 | 1.5586 | 1.56 | case 440: bar = 1.56; break;
[6 empty] | 441 | 1.5538 | 1.55 | case 441: bar = 1.55; break;
[6 empty] | 442 | 1.549 | 1.55 | case 442: bar = 1.55; break;
[6 empty] | 443 | 1.5442 | 1.54 | case 443: bar = 1.54; break;
[6 empty] | 444 | 1.5395 | 1.54 | case 444: bar = 1.54; break;
[6 empty] | 445 | 1.5347 | 1.53 | case 445: bar = 1.53; break;
[6 empty] | 446 | 1.53 | 1.53 | case 446: bar = 1.53; break;
[6 empty] | 447 | 1.5253 | 1.53 | case 447: bar = 1.53; break;
[6 empty] | 448 | 1.5206 | 1.52 | case 448: bar = 1.52; break;
[6 empty] | 449 | 1.516 | 1.52 | case 449: bar = 1.52; break;
[6 empty] | 450 | 1.5113 | 1.51 | case 450: bar = 1.51; break;
[6 empty] | 451 | 1.5067 | 1.51 | case 451: bar = 1.51; break;
[6 empty] | 452 | 1.5021 | 1.5 | case 452: bar = 1.5; break;
[6 empty] | 453 | 1.4975 | 1.5 | case 453: bar = 1.5; break;
[6 empty] | 454 | 1.493 | 1.49 | case 454: bar = 1.49; break;
[6 empty] | 455 | 1.4884 | 1.49 | case 455: bar = 1.49; break;
[6 empty] | 456 | 1.4839 | 1.48 | case 456: bar = 1.48; break;
[6 empty] | 457 | 1.4794 | 1.48 | case 457: bar = 1.48; break;
[6 empty] | 458 | 1.4749 | 1.47 | case 458: bar = 1.47; break;
[6 empty] | 459 | 1.4704 | 1.47 | case 459: bar = 1.47; break;
[6 empty] | 460 | 1.466 | 1.47 | case 460: bar = 1.47; break;
[6 empty] | 461 | 1.4615 | 1.46 | case 461: bar = 1.46; break;
[6 empty] | 462 | 1.4571 | 1.46 | case 462: bar = 1.46; break;
[6 empty] | 463 | 1.4527 | 1.45 | case 463: bar = 1.45; break;
[6 empty] | 464 | 1.4483 | 1.45 | case 464: bar = 1.45; break;
[6 empty] | 465 | 1.4439 | 1.44 | case 465: bar = 1.44; break;
[6 empty] | 466 | 1.4396 | 1.44 | case 466: bar = 1.44; break;
[6 empty] | 467 | 1.4352 | 1.44 | case 467: bar = 1.44; break;
[6 empty] | 468 | 1.4309 | 1.43 | case 468: bar = 1.43; break;
[6 empty] | 469 | 1.4266 | 1.43 | case 469: bar = 1.43; break;
[6 empty] | 470 | 1.4223 | 1.42 | case 470: bar = 1.42; break;
[6 empty] | 471 | 1.418 | 1.42 | case 471: bar = 1.42; break;
[6 empty] | 472 | 1.4138 | 1.41 | case 472: bar = 1.41; break;
[6 empty] | 473 | 1.4095 | 1.41 | case 473: bar = 1.41; break;
[6 empty] | 474 | 1.4053 | 1.41 | case 474: bar = 1.41; break;
[6 empty] | 475 | 1.4011 | 1.4 | case 475: bar = 1.4; break;
[6 empty] | 476 | 1.3969 | 1.4 | case 476: bar = 1.4; break;
[6 empty] | 477 | 1.3927 | 1.39 | case 477: bar = 1.39; break;
[6 empty] | 478 | 1.3886 | 1.39 | case 478: bar = 1.39; break;
[6 empty] | 479 | 1.3844 | 1.38 | case 479: bar = 1.38; break;
[6 empty] | 480 | 1.3803 | 1.38 | case 480: bar = 1.38; break;
[6 empty] | 481 | 1.3762 | 1.38 | case 481: bar = 1.38; break;
[6 empty] | 482 | 1.3721 | 1.37 | case 482: bar = 1.37; break;
[6 empty] | 483 | 1.368 | 1.37 | case 483: bar = 1.37; break;
[6 empty] | 484 | 1.3639 | 1.36 | case 484: bar = 1.36; break;
[6 empty] | 485 | 1.3599 | 1.36 | case 485: bar = 1.36; break;
[6 empty] | 486 | 1.3558 | 1.36 | case 486: bar = 1.36; break;
[6 empty] | 487 | 1.3518 | 1.35 | case 487: bar = 1.35; break;
[6 empty] | 488 | 1.3478 | 1.35 | case 488: bar = 1.35; break;
[6 empty] | 489 | 1.3438 | 1.34 | case 489: bar = 1.34; break;
[6 empty] | 490 | 1.3398 | 1.34 | case 490: bar = 1.34; break;
[6 empty] | 491 | 1.3359 | 1.34 | case 491: bar = 1.34; break;
[6 empty] | 492 | 1.3319 | 1.33 | case 492: bar = 1.33; break;
[6 empty] | 493 | 1.328 | 1.33 | case 493: bar = 1.33; break;
[6 empty] | 494 | 1.3241 | 1.32 | case 494: bar = 1.32; break;
[6 empty] | 495 | 1.3202 | 1.32 | case 495: bar = 1.32; break;
[6 empty] | 496 | 1.3163 | 1.32 | case 496: bar = 1.32; break;
[6 empty] | 497 | 1.3124 | 1.31 | case 497: bar = 1.31; break;
[6 empty] | 498 | 1.3085 | 1.31 | case 498: bar = 1.31; break;
[6 empty] | 499 | 1.3047 | 1.3 | case 499: bar = 1.3; break;
[6 empty] | 500 | 1.3008 | 1.3 | case 500: bar = 1.3; break;
[6 empty] | 501 | 1.297 | 1.3 | case 501: bar = 1.3; break;
[6 empty] | 502 | 1.2932 | 1.29 | case 502: bar = 1.29; break;
[6 empty] | 503 | 1.2894 | 1.29 | case 503: bar = 1.29; break;
[6 empty] | 504 | 1.2856 | 1.29 | case 504: bar = 1.29; break;
[6 empty] | 505 | 1.2818 | 1.28 | case 505: bar = 1.28; break;
[6 empty] | 506 | 1.2781 | 1.28 | case 506: bar = 1.28; break;
[6 empty] | 507 | 1.2743 | 1.27 | case 507: bar = 1.27; break;
[6 empty] | 508 | 1.2706 | 1.27 | case 508: bar = 1.27; break;
[6 empty] | 509 | 1.2669 | 1.27 | case 509: bar = 1.27; break;
[6 empty] | 510 | 1.2632 | 1.26 | case 510: bar = 1.26; break;
[6 empty] | 511 | 1.2595 | 1.26 | case 511: bar = 1.26; break;
[6 empty] | 512 | 1.2558 | 1.26 | case 512: bar = 1.26; break;
[6 empty] | 513 | 1.2522 | 1.25 | case 513: bar = 1.25; break;
[6 empty] | 514 | 1.2485 | 1.25 | case 514: bar = 1.25; break;
[6 empty] | 515 | 1.2449 | 1.24 | case 515: bar = 1.24; break;
[6 empty] | 516 | 1.2412 | 1.24 | case 516: bar = 1.24; break;
[6 empty] | 517 | 1.2376 | 1.24 | case 517: bar = 1.24; break;
[6 empty] | 518 | 1.234 | 1.23 | case 518: bar = 1.23; break;
[6 empty] | 519 | 1.2304 | 1.23 | case 519: bar = 1.23; break;
[6 empty] | 520 | 1.2268 | 1.23 | case 520: bar = 1.23; break;
[6 empty] | 521 | 1.2233 | 1.22 | case 521: bar = 1.22; break;
[6 empty] | 522 | 1.2197 | 1.22 | case 522: bar = 1.22; break;
[6 empty] | 523 | 1.2162 | 1.22 | case 523: bar = 1.22; break;
[6 empty] | 524 | 1.2127 | 1.21 | case 524: bar = 1.21; break;
[6 empty] | 525 | 1.2091 | 1.21 | case 525: bar = 1.21; break;
[6 empty] | 526 | 1.2056 | 1.21 | case 526: bar = 1.21; break;
[6 empty] | 527 | 1.2022 | 1.2 | case 527: bar = 1.2; break;
[6 empty] | 528 | 1.1987 | 1.2 | case 528: bar = 1.2; break;
[6 empty] | 529 | 1.1952 | 1.2 | case 529: bar = 1.2; break;
[6 empty] | 530 | 1.1917 | 1.19 | case 530: bar = 1.19; break;
[6 empty] | 531 | 1.1883 | 1.19 | case 531: bar = 1.19; break;
[6 empty] | 532 | 1.1849 | 1.18 | case 532: bar = 1.18; break;
[6 empty] | 533 | 1.1814 | 1.18 | case 533: bar = 1.18; break;
[6 empty] | 534 | 1.178 | 1.18 | case 534: bar = 1.18; break;
[6 empty] | 535 | 1.1746 | 1.17 | case 535: bar = 1.17; break;
[6 empty] | 536 | 1.1712 | 1.17 | case 536: bar = 1.17; break;
[6 empty] | 537 | 1.1679 | 1.17 | case 537: bar = 1.17; break;
[6 empty] | 538 | 1.1645 | 1.16 | case 538: bar = 1.16; break;
[6 empty] | 539 | 1.1612 | 1.16 | case 539: bar = 1.16; break;
[6 empty] | 540 | 1.1578 | 1.16 | case 540: bar = 1.16; break;
[6 empty] | 541 | 1.1545 | 1.15 | case 541: bar = 1.15; break;
[6 empty] | 542 | 1.1512 | 1.15 | case 542: bar = 1.15; break;
[6 empty] | 543 | 1.1478 | 1.15 | case 543: bar = 1.15; break;
[6 empty] | 544 | 1.1446 | 1.14 | case 544: bar = 1.14; break;
[6 empty] | 545 | 1.1413 | 1.14 | case 545: bar = 1.14; break;
[6 empty] | 546 | 1.138 | 1.14 | case 546: bar = 1.14; break;
[6 empty] | 547 | 1.1347 | 1.13 | case 547: bar = 1.13; break;
[6 empty] | 548 | 1.1315 | 1.13 | case 548: bar = 1.13; break;
[6 empty] | 549 | 1.1282 | 1.13 | case 549: bar = 1.13; break;
[6 empty] | 550 | 1.125 | 1.12 | case 550: bar = 1.12; break;
[6 empty] | 551 | 1.1218 | 1.12 | case 551: bar = 1.12; break;
[6 empty] | 552 | 1.1185 | 1.12 | case 552: bar = 1.12; break;
[6 empty] | 553 | 1.1153 | 1.12 | case 553: bar = 1.12; break;
[6 empty] | 554 | 1.1122 | 1.11 | case 554: bar = 1.11; break;
[6 empty] | 555 | 1.109 | 1.11 | case 555: bar = 1.11; break;
[6 empty] | 556 | 1.1058 | 1.11 | case 556: bar = 1.11; break;
[6 empty] | 557 | 1.1026 | 1.1 | case 557: bar = 1.1; break;
[6 empty] | 558 | 1.0995 | 1.1 | case 558: bar = 1.1; break;
[6 empty] | 559 | 1.0963 | 1.1 | case 559: bar = 1.1; break;
[6 empty] | 560 | 1.0932 | 1.09 | case 560: bar = 1.09; break;
[6 empty] | 561 | 1.0901 | 1.09 | case 561: bar = 1.09; break;
[6 empty] | 562 | 1.087 | 1.09 | case 562: bar = 1.09; break;
[6 empty] | 563 | 1.0839 | 1.08 | case 563: bar = 1.08; break;
[6 empty] | 564 | 1.0808 | 1.08 | case 564: bar = 1.08; break;
[6 empty] | 565 | 1.0777 | 1.08 | case 565: bar = 1.08; break;
[6 empty] | 566 | 1.0746 | 1.07 | case 566: bar = 1.07; break;
[6 empty] | 567 | 1.0716 | 1.07 | case 567: bar = 1.07; break;
[6 empty] | 568 | 1.0685 | 1.07 | case 568: bar = 1.07; break;
[6 empty] | 569 | 1.0655 | 1.07 | case 569: bar = 1.07; break;
[6 empty] | 570 | 1.0624 | 1.06 | case 570: bar = 1.06; break;
[6 empty] | 571 | 1.0594 | 1.06 | case 571: bar = 1.06; break;
[6 empty] | 572 | 1.0564 | 1.06 | case 572: bar = 1.06; break;
[6 empty] | 573 | 1.0534 | 1.05 | case 573: bar = 1.05; break;
[6 empty] | 574 | 1.0504 | 1.05 | case 574: bar = 1.05; break;
[6 empty] | 575 | 1.0474 | 1.05 | case 575: bar = 1.05; break;
[6 empty] | 576 | 1.0444 | 1.04 | case 576: bar = 1.04; break;
[6 empty] | 577 | 1.0415 | 1.04 | case 577: bar = 1.04; break;
[6 empty] | 578 | 1.0385 | 1.04 | case 578: bar = 1.04; break;
[6 empty] | 579 | 1.0356 | 1.04 | case 579: bar = 1.04; break;
[6 empty] | 580 | 1.0326 | 1.03 | case 580: bar = 1.03; break;
[6 empty] | 581 | 1.0297 | 1.03 | case 581: bar = 1.03; break;
[6 empty] | 582 | 1.0268 | 1.03 | case 582: bar = 1.03; break;
[6 empty] | 583 | 1.0239 | 1.02 | case 583: bar = 1.02; break;
[6 empty] | 584 | 1.021 | 1.02 | case 584: bar = 1.02; break;
[6 empty] | 585 | 1.0181 | 1.02 | case 585: bar = 1.02; break;
[6 empty] | 586 | 1.0152 | 1.02 | case 586: bar = 1.02; break;
[6 empty] | 587 | 1.0123 | 1.01 | case 587: bar = 1.01; break;
[6 empty] | 588 | 1.0094 | 1.01 | case 588: bar = 1.01; break;
[6 empty] | 589 | 1.0066 | 1.01 | case 589: bar = 1.01; break;
[6 empty] | 590 | 1.0037 | 1 | case 590: bar = 1; break;
[6 empty] | 591 | 1.0009 | 1 | case 591: bar = 1; break;
[6 empty] | 592 | 0.99805 | 1 | case 592: bar = 1; break;
[6 empty] | 593 | 0.99522 | 1 | case 593: bar = 1; break;
[6 empty] | 594 | 0.99241 | 0.99 | case 594: bar = 0.99; break;
[6 empty] | 595 | 0.9896 | 0.99 | case 595: bar = 0.99; break;
[6 empty] | 596 | 0.9868 | 0.99 | case 596: bar = 0.99; break;
[6 empty] | 597 | 0.98401 | 0.98 | case 597: bar = 0.98; break;
[6 empty] | 598 | 0.98123 | 0.98 | case 598: bar = 0.98; break;
[6 empty] | 599 | 0.97845 | 0.98 | case 599: bar = 0.98; break;
[6 empty] | 600 | 0.97568 | 0.98 | case 600: bar = 0.98; break;
[6 empty] | 601 | 0.97293 | 0.97 | case 601: bar = 0.97; break;
[6 empty] | 602 | 0.97018 | 0.97 | case 602: bar = 0.97; break;
[6 empty] | 603 | 0.96744 | 0.97 | case 603: bar = 0.97; break;
[6 empty] | 604 | 0.9647 | 0.96 | case 604: bar = 0.96; break;
[6 empty] | 605 | 0.96198 | 0.96 | case 605: bar = 0.96; break;
[6 empty] | 606 | 0.95926 | 0.96 | case 606: bar = 0.96; break;
[6 empty] | 607 | 0.95655 | 0.96 | case 607: bar = 0.96; break;
[6 empty] | 608 | 0.95385 | 0.95 | case 608: bar = 0.95; break;
[6 empty] | 609 | 0.95116 | 0.95 | case 609: bar = 0.95; break;
[6 empty] | 610 | 0.94847 | 0.95 | case 610: bar = 0.95; break;
[6 empty] | 611 | 0.94579 | 0.95 | case 611: bar = 0.95; break;
[6 empty] | 612 | 0.94312 | 0.94 | case 612: bar = 0.94; break;
[6 empty] | 613 | 0.94046 | 0.94 | case 613: bar = 0.94; break;
[6 empty] | 614 | 0.93781 | 0.94 | case 614: bar = 0.94; break;
[6 empty] | 615 | 0.93516 | 0.94 | case 615: bar = 0.94; break;
[6 empty] | 616 | 0.93252 | 0.93 | case 616: bar = 0.93; break;
[6 empty] | 617 | 0.92989 | 0.93 | case 617: bar = 0.93; break;
[6 empty] | 618 | 0.92727 | 0.93 | case 618: bar = 0.93; break;
[6 empty] | 619 | 0.92466 | 0.92 | case 619: bar = 0.92; break;
[6 empty] | 620 | 0.92205 | 0.92 | case 620: bar = 0.92; break;
[6 empty] | 621 | 0.91945 | 0.92 | case 621: bar = 0.92; break;
[6 empty] | 622 | 0.91685 | 0.92 | case 622: bar = 0.92; break;
[6 empty] | 623 | 0.91427 | 0.91 | case 623: bar = 0.91; break;
[6 empty] | 624 | 0.91169 | 0.91 | case 624: bar = 0.91; break;
[6 empty] | 625 | 0.90912 | 0.91 | case 625: bar = 0.91; break;
[6 empty] | 626 | 0.90656 | 0.91 | case 626: bar = 0.91; break;
[6 empty] | 627 | 0.904 | 0.9 | case 627: bar = 0.9; break;
[6 empty] | 628 | 0.90145 | 0.9 | case 628: bar = 0.9; break;
[6 empty] | 629 | 0.89891 | 0.9 | case 629: bar = 0.9; break;
[6 empty] | 630 | 0.89638 | 0.9 | case 630: bar = 0.9; break;
[6 empty] | 631 | 0.89385 | 0.89 | case 631: bar = 0.89; break;
[6 empty] | 632 | 0.89133 | 0.89 | case 632: bar = 0.89; break;
[6 empty] | 633 | 0.88882 | 0.89 | case 633: bar = 0.89; break;
[6 empty] | 634 | 0.88631 | 0.89 | case 634: bar = 0.89; break;
[6 empty] | 635 | 0.88382 | 0.88 | case 635: bar = 0.88; break;
[6 empty] | 636 | 0.88133 | 0.88 | case 636: bar = 0.88; break;
[6 empty] | 637 | 0.87884 | 0.88 | case 637: bar = 0.88; break;
[6 empty] | 638 | 0.87636 | 0.88 | case 638: bar = 0.88; break;
[6 empty] | 639 | 0.87389 | 0.87 | case 639: bar = 0.87; break;
[6 empty] | 640 | 0.87143 | 0.87 | case 640: bar = 0.87; break;
[6 empty] | 641 | 0.86897 | 0.87 | case 641: bar = 0.87; break;
[6 empty] | 642 | 0.86652 | 0.87 | case 642: bar = 0.87; break;
[6 empty] | 643 | 0.86408 | 0.86 | case 643: bar = 0.86; break;
[6 empty] | 644 | 0.86165 | 0.86 | case 644: bar = 0.86; break;
[6 empty] | 645 | 0.85922 | 0.86 | case 645: bar = 0.86; break;
[6 empty] | 646 | 0.85679 | 0.86 | case 646: bar = 0.86; break;
[6 empty] | 647 | 0.85438 | 0.85 | case 647: bar = 0.85; break;
[6 empty] | 648 | 0.85197 | 0.85 | case 648: bar = 0.85; break;
[6 empty] | 649 | 0.84957 | 0.85 | case 649: bar = 0.85; break;
[6 empty] | 650 | 0.84717 | 0.85 | case 650: bar = 0.85; break;
[6 empty] | 651 | 0.84478 | 0.84 | case 651: bar = 0.84; break;
[6 empty] | 652 | 0.8424 | 0.84 | case 652: bar = 0.84; break;
[6 empty] | 653 | 0.84003 | 0.84 | case 653: bar = 0.84; break;
[6 empty] | 654 | 0.83766 | 0.84 | case 654: bar = 0.84; break;
[6 empty] | 655 | 0.83529 | 0.84 | case 655: bar = 0.84; break;
[6 empty] | 656 | 0.83294 | 0.83 | case 656: bar = 0.83; break;
[6 empty] | 657 | 0.83059 | 0.83 | case 657: bar = 0.83; break;
[6 empty] | 658 | 0.82824 | 0.83 | case 658: bar = 0.83; break;
[6 empty] | 659 | 0.82591 | 0.83 | case 659: bar = 0.83; break;
[6 empty] | 660 | 0.82358 | 0.82 | case 660: bar = 0.82; break;
[6 empty] | 661 | 0.82125 | 0.82 | case 661: bar = 0.82; break;
[6 empty] | 662 | 0.81893 | 0.82 | case 662: bar = 0.82; break;
[6 empty] | 663 | 0.81662 | 0.82 | case 663: bar = 0.82; break;
[6 empty] | 664 | 0.81432 | 0.81 | case 664: bar = 0.81; break;
[6 empty] | 665 | 0.81202 | 0.81 | case 665: bar = 0.81; break;
[6 empty] | 666 | 0.80972 | 0.81 | case 666: bar = 0.81; break;
[6 empty] | 667 | 0.80744 | 0.81 | case 667: bar = 0.81; break;
[6 empty] | 668 | 0.80516 | 0.81 | case 668: bar = 0.81; break;
[6 empty] | 669 | 0.80288 | 0.8 | case 669: bar = 0.8; break;
[6 empty] | 670 | 0.80061 | 0.8 | case 670: bar = 0.8; break;
[6 empty] | 671 | 0.79835 | 0.8 | case 671: bar = 0.8; break;
[6 empty] | 672 | 0.79609 | 0.8 | case 672: bar = 0.8; break;
[6 empty] | 673 | 0.79384 | 0.79 | case 673: bar = 0.79; break;
[6 empty] | 674 | 0.7916 | 0.79 | case 674: bar = 0.79; break;
[6 empty] | 675 | 0.78936 | 0.79 | case 675: bar = 0.79; break;
[6 empty] | 676 | 0.78713 | 0.79 | case 676: bar = 0.79; break;
[6 empty] | 677 | 0.7849 | 0.78 | case 677: bar = 0.78; break;
[6 empty] | 678 | 0.78268 | 0.78 | case 678: bar = 0.78; break;
[6 empty] | 679 | 0.78047 | 0.78 | case 679: bar = 0.78; break;
[6 empty] | 680 | 0.77826 | 0.78 | case 680: bar = 0.78; break;
[6 empty] | 681 | 0.77605 | 0.78 | case 681: bar = 0.78; break;
[6 empty] | 682 | 0.77386 | 0.77 | case 682: bar = 0.77; break;
[6 empty] | 683 | 0.77166 | 0.77 | case 683: bar = 0.77; break;
[6 empty] | 684 | 0.76948 | 0.77 | case 684: bar = 0.77; break;
[6 empty] | 685 | 0.7673 | 0.77 | case 685: bar = 0.77; break;
[6 empty] | 686 | 0.76512 | 0.77 | case 686: bar = 0.77; break;
[6 empty] | 687 | 0.76295 | 0.76 | case 687: bar = 0.76; break;
[6 empty] | 688 | 0.76079 | 0.76 | case 688: bar = 0.76; break;
[6 empty] | 689 | 0.75863 | 0.76 | case 689: bar = 0.76; break;
[6 empty] | 690 | 0.75648 | 0.76 | case 690: bar = 0.76; break;
[6 empty] | 691 | 0.75434 | 0.75 | case 691: bar = 0.75; break;
[6 empty] | 692 | 0.7522 | 0.75 | case 692: bar = 0.75; break;
[6 empty] | 693 | 0.75006 | 0.75 | case 693: bar = 0.75; break;
[6 empty] | 694 | 0.74793 | 0.75 | case 694: bar = 0.75; break;
[6 empty] | 695 | 0.74581 | 0.75 | case 695: bar = 0.75; break;
[6 empty] | 696 | 0.74369 | 0.74 | case 696: bar = 0.74; break;
[6 empty] | 697 | 0.74158 | 0.74 | case 697: bar = 0.74; break;
[6 empty] | 698 | 0.73947 | 0.74 | case 698: bar = 0.74; break;
[6 empty] | 699 | 0.73737 | 0.74 | case 699: bar = 0.74; break;
[6 empty] | 700 | 0.73527 | 0.74 | case 700: bar = 0.74; break;
[6 empty] | 701 | 0.73318 | 0.73 | case 701: bar = 0.73; break;
[6 empty] | 702 | 0.73109 | 0.73 | case 702: bar = 0.73; break;
[6 empty] | 703 | 0.72901 | 0.73 | case 703: bar = 0.73; break;
[6 empty] | 704 | 0.72693 | 0.73 | case 704: bar = 0.73; break;
[6 empty] | 705 | 0.72486 | 0.72 | case 705: bar = 0.72; break;
[6 empty] | 706 | 0.7228 | 0.72 | case 706: bar = 0.72; break;
[6 empty] | 707 | 0.72074 | 0.72 | case 707: bar = 0.72; break;
[6 empty] | 708 | 0.71869 | 0.72 | case 708: bar = 0.72; break;
[6 empty] | 709 | 0.71664 | 0.72 | case 709: bar = 0.72; break;
[6 empty] | 710 | 0.71459 | 0.71 | case 710: bar = 0.71; break;
[6 empty] | 711 | 0.71255 | 0.71 | case 711: bar = 0.71; break;
[6 empty] | 712 | 0.71052 | 0.71 | case 712: bar = 0.71; break;
[6 empty] | 713 | 0.70849 | 0.71 | case 713: bar = 0.71; break;
[6 empty] | 714 | 0.70647 | 0.71 | case 714: bar = 0.71; break;
[6 empty] | 715 | 0.70445 | 0.7 | case 715: bar = 0.7; break;
[6 empty] | 716 | 0.70244 | 0.7 | case 716: bar = 0.7; break;
[6 empty] | 717 | 0.70043 | 0.7 | case 717: bar = 0.7; break;
[6 empty] | 718 | 0.69842 | 0.7 | case 718: bar = 0.7; break;
[6 empty] | 719 | 0.69642 | 0.7 | case 719: bar = 0.7; break;
[6 empty] | 720 | 0.69443 | 0.69 | case 720: bar = 0.69; break;
[6 empty] | 721 | 0.69244 | 0.69 | case 721: bar = 0.69; break;
[6 empty] | 722 | 0.69046 | 0.69 | case 722: bar = 0.69; break;
[6 empty] | 723 | 0.68848 | 0.69 | case 723: bar = 0.69; break;
[6 empty] | 724 | 0.68651 | 0.69 | case 724: bar = 0.69; break;
[6 empty] | 725 | 0.68454 | 0.68 | case 725: bar = 0.68; break;
[6 empty] | 726 | 0.68258 | 0.68 | case 726: bar = 0.68; break;
[6 empty] | 727 | 0.68062 | 0.68 | case 727: bar = 0.68; break;
[6 empty] | 728 | 0.67866 | 0.68 | case 728: bar = 0.68; break;
[6 empty] | 729 | 0.67671 | 0.68 | case 729: bar = 0.68; break;
[6 empty] | 730 | 0.67477 | 0.67 | case 730: bar = 0.67; break;
[6 empty] | 731 | 0.67283 | 0.67 | case 731: bar = 0.67; break;
[6 empty] | 732 | 0.67089 | 0.67 | case 732: bar = 0.67; break;
[6 empty] | 733 | 0.66896 | 0.67 | case 733: bar = 0.67; break;
[6 empty] | 734 | 0.66704 | 0.67 | case 734: bar = 0.67; break;
[6 empty] | 735 | 0.66512 | 0.67 | case 735: bar = 0.67; break;
[6 empty] | 736 | 0.6632 | 0.66 | case 736: bar = 0.66; break;
[6 empty] | 737 | 0.66129 | 0.66 | case 737: bar = 0.66; break;
[6 empty] | 738 | 0.65938 | 0.66 | case 738: bar = 0.66; break;
[6 empty] | 739 | 0.65748 | 0.66 | case 739: bar = 0.66; break;
[6 empty] | 740 | 0.65558 | 0.66 | case 740: bar = 0.66; break;
[6 empty] | 741 | 0.65369 | 0.65 | case 741: bar = 0.65; break;
[6 empty] | 742 | 0.6518 | 0.65 | case 742: bar = 0.65; break;
[6 empty] | 743 | 0.64992 | 0.65 | case 743: bar = 0.65; break;
[6 empty] | 744 | 0.64804 | 0.65 | case 744: bar = 0.65; break;
[6 empty] | 745 | 0.64616 | 0.65 | case 745: bar = 0.65; break;
[6 empty] | 746 | 0.64429 | 0.64 | case 746: bar = 0.64; break;
[6 empty] | 747 | 0.64243 | 0.64 | case 747: bar = 0.64; break;
[6 empty] | 748 | 0.64057 | 0.64 | case 748: bar = 0.64; break;
[6 empty] | 749 | 0.63871 | 0.64 | case 749: bar = 0.64; break;
[6 empty] | 750 | 0.63686 | 0.64 | case 750: bar = 0.64; break;
[6 empty] | 751 | 0.63501 | 0.64 | case 751: bar = 0.64; break;
[6 empty] | 752 | 0.63317 | 0.63 | case 752: bar = 0.63; break;
[6 empty] | 753 | 0.63133 | 0.63 | case 753: bar = 0.63; break;
[6 empty] | 754 | 0.62949 | 0.63 | case 754: bar = 0.63; break;
[6 empty] | 755 | 0.62766 | 0.63 | case 755: bar = 0.63; break;
[6 empty] | 756 | 0.62584 | 0.63 | case 756: bar = 0.63; break;
[6 empty] | 757 | 0.62401 | 0.62 | case 757: bar = 0.62; break;
[6 empty] | 758 | 0.6222 | 0.62 | case 758: bar = 0.62; break;
[6 empty] | 759 | 0.62038 | 0.62 | case 759: bar = 0.62; break;
[6 empty] | 760 | 0.61857 | 0.62 | case 760: bar = 0.62; break;
[6 empty] | 761 | 0.61677 | 0.62 | case 761: bar = 0.62; break;
[6 empty] | 762 | 0.61497 | 0.61 | case 762: bar = 0.61; break;
[6 empty] | 763 | 0.61317 | 0.61 | case 763: bar = 0.61; break;
[6 empty] | 764 | 0.61138 | 0.61 | case 764: bar = 0.61; break;
[6 empty] | 765 | 0.60959 | 0.61 | case 765: bar = 0.61; break;
[6 empty] | 766 | 0.60781 | 0.61 | case 766: bar = 0.61; break;
[6 empty] | 767 | 0.60603 | 0.61 | case 767: bar = 0.61; break;
[6 empty] | 768 | 0.60426 | 0.6 | case 768: bar = 0.6; break;
[6 empty] | 769 | 0.60249 | 0.6 | case 769: bar = 0.6; break;
[6 empty] | 770 | 0.60072 | 0.6 | case 770: bar = 0.6; break;
[6 empty] | 771 | 0.59896 | 0.6 | case 771: bar = 0.6; break;
[6 empty] | 772 | 0.5972 | 0.6 | case 772: bar = 0.6; break;
[6 empty] | 773 | 0.59544 | 0.6 | case 773: bar = 0.6; break;
[6 empty] | 774 | 0.59369 | 0.59 | case 774: bar = 0.59; break;
[6 empty] | 775 | 0.59195 | 0.59 | case 775: bar = 0.59; break;
[6 empty] | 776 | 0.5902 | 0.59 | case 776: bar = 0.59; break;
[6 empty] | 777 | 0.58847 | 0.59 | case 777: bar = 0.59; break;
[6 empty] | 778 | 0.58673 | 0.59 | case 778: bar = 0.59; break;
[6 empty] | 779 | 0.585 | 0.59 | case 779: bar = 0.59; break;
[6 empty] | 780 | 0.58328 | 0.58 | case 780: bar = 0.58; break;
[6 empty] | 781 | 0.58155 | 0.58 | case 781: bar = 0.58; break;
[6 empty] | 782 | 0.57983 | 0.58 | case 782: bar = 0.58; break;
[6 empty] | 783 | 0.57812 | 0.58 | case 783: bar = 0.58; break;
[6 empty] | 784 | 0.57641 | 0.58 | case 784: bar = 0.58; break;
[6 empty] | 785 | 0.5747 | 0.57 | case 785: bar = 0.57; break;
[6 empty] | 786 | 0.573 | 0.57 | case 786: bar = 0.57; break;
[6 empty] | 787 | 0.5713 | 0.57 | case 787: bar = 0.57; break;
[6 empty] | 788 | 0.56961 | 0.57 | case 788: bar = 0.57; break;
[6 empty] | 789 | 0.56792 | 0.57 | case 789: bar = 0.57; break;
[6 empty] | 790 | 0.56623 | 0.57 | case 790: bar = 0.57; break;
[6 empty] | 791 | 0.56455 | 0.56 | case 791: bar = 0.56; break;
[6 empty] | 792 | 0.56287 | 0.56 | case 792: bar = 0.56; break;
[6 empty] | 793 | 0.56119 | 0.56 | case 793: bar = 0.56; break;
[6 empty] | 794 | 0.55952 | 0.56 | case 794: bar = 0.56; break;
[6 empty] | 795 | 0.55785 | 0.56 | case 795: bar = 0.56; break;
[6 empty] | 796 | 0.55619 | 0.56 | case 796: bar = 0.56; break;
[6 empty] | 797 | 0.55452 | 0.55 | case 797: bar = 0.55; break;
[6 empty] | 798 | 0.55287 | 0.55 | case 798: bar = 0.55; break;
[6 empty] | 799 | 0.55121 | 0.55 | case 799: bar = 0.55; break;
[6 empty] | 800 | 0.54956 | 0.55 | case 800: bar = 0.55; break;
[6 empty] | 801 | 0.54792 | 0.55 | case 801: bar = 0.55; break;
[6 empty] | 802 | 0.54628 | 0.55 | case 802: bar = 0.55; break;
[6 empty] | 803 | 0.54464 | 0.54 | case 803: bar = 0.54; break;
[6 empty] | 804 | 0.543 | 0.54 | case 804: bar = 0.54; break;
[6 empty] | 805 | 0.54137 | 0.54 | case 805: bar = 0.54; break;
[6 empty] | 806 | 0.53975 | 0.54 | case 806: bar = 0.54; break;
[6 empty] | 807 | 0.53812 | 0.54 | case 807: bar = 0.54; break;
[6 empty] | 808 | 0.5365 | 0.54 | case 808: bar = 0.54; break;
[6 empty] | 809 | 0.53488 | 0.53 | case 809: bar = 0.53; break;
[6 empty] | 810 | 0.53327 | 0.53 | case 810: bar = 0.53; break;
[6 empty] | 811 | 0.53166 | 0.53 | case 811: bar = 0.53; break;
[6 empty] | 812 | 0.53006 | 0.53 | case 812: bar = 0.53; break;
[6 empty] | 813 | 0.52845 | 0.53 | case 813: bar = 0.53; break;
[6 empty] | 814 | 0.52685 | 0.53 | case 814: bar = 0.53; break;
[6 empty] | 815 | 0.52526 | 0.53 | case 815: bar = 0.53; break;
[6 empty] | 816 | 0.52367 | 0.52 | case 816: bar = 0.52; break;
[6 empty] | 817 | 0.52208 | 0.52 | case 817: bar = 0.52; break;
[6 empty] | 818 | 0.52049 | 0.52 | case 818: bar = 0.52; break;
[6 empty] | 819 | 0.51891 | 0.52 | case 819: bar = 0.52; break;
[6 empty] | 820 | 0.51734 | 0.52 | case 820: bar = 0.52; break;
[6 empty] | 821 | 0.51576 | 0.52 | case 821: bar = 0.52; break;
[6 empty] | 822 | 0.51419 | 0.51 | case 822: bar = 0.51; break;
[6 empty] | 823 | 0.51262 | 0.51 | case 823: bar = 0.51; break;
[6 empty] | 824 | 0.51106 | 0.51 | case 824: bar = 0.51; break;
[6 empty] | 825 | 0.5095 | 0.51 | case 825: bar = 0.51; break;
[6 empty] | 826 | 0.50794 | 0.51 | case 826: bar = 0.51; break;
[6 empty] | 827 | 0.50639 | 0.51 | case 827: bar = 0.51; break;
[6 empty] | 828 | 0.50484 | 0.5 | case 828: bar = 0.5; break;
[6 empty] | 829 | 0.50329 | 0.5 | case 829: bar = 0.5; break;
[6 empty] | 830 | 0.50174 | 0.5 | case 830: bar = 0.5; break;
[6 empty] | 831 | 0.5002 | 0.5 | case 831: bar = 0.5; break;
[6 empty] | 832 | 0.49867 | 0.5 | case 832: bar = 0.5; break;
[6 empty] | 833 | 0.49713 | 0.5 | case 833: bar = 0.5; break;
[6 empty] | 834 | 0.4956 | 0.5 | case 834: bar = 0.5; break;
[6 empty] | 835 | 0.49408 | 0.49 | case 835: bar = 0.49; break;
[6 empty] | 836 | 0.49255 | 0.49 | case 836: bar = 0.49; break;
[6 empty] | 837 | 0.49103 | 0.49 | case 837: bar = 0.49; break;
[6 empty] | 838 | 0.48951 | 0.49 | case 838: bar = 0.49; break;
[6 empty] | 839 | 0.488 | 0.49 | case 839: bar = 0.49; break;
[6 empty] | 840 | 0.48649 | 0.49 | case 840: bar = 0.49; break;
[6 empty] | 841 | 0.48498 | 0.48 | case 841: bar = 0.48; break;
[6 empty] | 842 | 0.48348 | 0.48 | case 842: bar = 0.48; break;
[6 empty] | 843 | 0.48197 | 0.48 | case 843: bar = 0.48; break;
[6 empty] | 844 | 0.48048 | 0.48 | case 844: bar = 0.48; break;
[6 empty] | 845 | 0.47898 | 0.48 | case 845: bar = 0.48; break;
[6 empty] | 846 | 0.47749 | 0.48 | case 846: bar = 0.48; break;
[6 empty] | 847 | 0.476 | 0.48 | case 847: bar = 0.48; break;
[6 empty] | 848 | 0.47452 | 0.47 | case 848: bar = 0.47; break;
[6 empty] | 849 | 0.47303 | 0.47 | case 849: bar = 0.47; break;
[6 empty] | 850 | 0.47155 | 0.47 | case 850: bar = 0.47; break;
[6 empty] | 851 | 0.47008 | 0.47 | case 851: bar = 0.47; break;
[6 empty] | 852 | 0.4686 | 0.47 | case 852: bar = 0.47; break;
[6 empty] | 853 | 0.46713 | 0.47 | case 853: bar = 0.47; break;
[6 empty] | 854 | 0.46567 | 0.47 | case 854: bar = 0.47; break;
[6 empty] | 855 | 0.4642 | 0.46 | case 855: bar = 0.46; break;
[6 empty] | 856 | 0.46274 | 0.46 | case 856: bar = 0.46; break;
[6 empty] | 857 | 0.46129 | 0.46 | case 857: bar = 0.46; break;
[6 empty] | 858 | 0.45983 | 0.46 | case 858: bar = 0.46; break;
[6 empty] | 859 | 0.45838 | 0.46 | case 859: bar = 0.46; break;
[6 empty] | 860 | 0.45693 | 0.46 | case 860: bar = 0.46; break;
[6 empty] | 861 | 0.45549 | 0.46 | case 861: bar = 0.46; break;
[6 empty] | 862 | 0.45404 | 0.45 | case 862: bar = 0.45; break;
[6 empty] | 863 | 0.4526 | 0.45 | case 863: bar = 0.45; break;
[6 empty] | 864 | 0.45117 | 0.45 | case 864: bar = 0.45; break;
[6 empty] | 865 | 0.44973 | 0.45 | case 865: bar = 0.45; break;
[6 empty] | 866 | 0.4483 | 0.45 | case 866: bar = 0.45; break;
[6 empty] | 867 | 0.44688 | 0.45 | case 867: bar = 0.45; break;
[6 empty] | 868 | 0.44545 | 0.45 | case 868: bar = 0.45; break;
[6 empty] | 869 | 0.44403 | 0.44 | case 869: bar = 0.44; break;
[6 empty] | 870 | 0.44261 | 0.44 | case 870: bar = 0.44; break;
[6 empty] | 871 | 0.4412 | 0.44 | case 871: bar = 0.44; break;
[6 empty] | 872 | 0.43978 | 0.44 | case 872: bar = 0.44; break;
[6 empty] | 873 | 0.43837 | 0.44 | case 873: bar = 0.44; break;
[6 empty] | 874 | 0.43697 | 0.44 | case 874: bar = 0.44; break;
[6 empty] | 875 | 0.43556 | 0.44 | case 875: bar = 0.44; break;
[6 empty] | 876 | 0.43416 | 0.43 | case 876: bar = 0.43; break;
[6 empty] | 877 | 0.43276 | 0.43 | case 877: bar = 0.43; break;
[6 empty] | 878 | 0.43137 | 0.43 | case 878: bar = 0.43; break;
[6 empty] | 879 | 0.42998 | 0.43 | case 879: bar = 0.43; break;
[6 empty] | 880 | 0.42859 | 0.43 | case 880: bar = 0.43; break;
[6 empty] | 881 | 0.4272 | 0.43 | case 881: bar = 0.43; break;
[6 empty] | 882 | 0.42581 | 0.43 | case 882: bar = 0.43; break;
[6 empty] | 883 | 0.42443 | 0.42 | case 883: bar = 0.42; break;
[6 empty] | 884 | 0.42305 | 0.42 | case 884: bar = 0.42; break;
[6 empty] | 885 | 0.42168 | 0.42 | case 885: bar = 0.42; break;
[6 empty] | 886 | 0.42031 | 0.42 | case 886: bar = 0.42; break;
[6 empty] | 887 | 0.41894 | 0.42 | case 887: bar = 0.42; break;
[6 empty] | 888 | 0.41757 | 0.42 | case 888: bar = 0.42; break;
[6 empty] | 889 | 0.4162 | 0.42 | case 889: bar = 0.42; break;
[6 empty] | 890 | 0.41484 | 0.41 | case 890: bar = 0.41; break;
[6 empty] | 891 | 0.41348 | 0.41 | case 891: bar = 0.41; break;
[6 empty] | 892 | 0.41213 | 0.41 | case 892: bar = 0.41; break;
[6 empty] | 893 | 0.41077 | 0.41 | case 893: bar = 0.41; break;
[6 empty] | 894 | 0.40942 | 0.41 | case 894: bar = 0.41; break;
[6 empty] | 895 | 0.40807 | 0.41 | case 895: bar = 0.41; break;
[6 empty] | 896 | 0.40673 | 0.41 | case 896: bar = 0.41; break;
[6 empty] | 897 | 0.40539 | 0.41 | case 897: bar = 0.41; break;
[6 empty] | 898 | 0.40405 | 0.4 | case 898: bar = 0.4; break;
[6 empty] | 899 | 0.40271 | 0.4 | case 899: bar = 0.4; break;
[6 empty] | 900 | 0.40137 | 0.4 | case 900: bar = 0.4; break;
[6 empty] | 901 | 0.40004 | 0.4 | case 901: bar = 0.4; break;
[6 empty] | 902 | 0.39871 | 0.4 | case 902: bar = 0.4; break;
[6 empty] | 903 | 0.39738 | 0.4 | case 903: bar = 0.4; break;
[6 empty] | 904 | 0.39606 | 0.4 | case 904: bar = 0.4; break;
[6 empty] | 905 | 0.39474 | 0.39 | case 905: bar = 0.39; break;
[6 empty] | 906 | 0.39342 | 0.39 | case 906: bar = 0.39; break;
[6 empty] | 907 | 0.3921 | 0.39 | case 907: bar = 0.39; break;
[6 empty] | 908 | 0.39079 | 0.39 | case 908: bar = 0.39; break;
[6 empty] | 909 | 0.38948 | 0.39 | case 909: bar = 0.39; break;
[6 empty] | 910 | 0.38817 | 0.39 | case 910: bar = 0.39; break;
[6 empty] | 911 | 0.38686 | 0.39 | case 911: bar = 0.39; break;
[6 empty] | 912 | 0.38556 | 0.39 | case 912: bar = 0.39; break;
[6 empty] | 913 | 0.38426 | 0.38 | case 913: bar = 0.38; break;
[6 empty] | 914 | 0.38296 | 0.38 | case 914: bar = 0.38; break;
[6 empty] | 915 | 0.38167 | 0.38 | case 915: bar = 0.38; break;
[6 empty] | 916 | 0.38037 | 0.38 | case 916: bar = 0.38; break;
[6 empty] | 917 | 0.37908 | 0.38 | case 917: bar = 0.38; break;
[6 empty] | 918 | 0.37779 | 0.38 | case 918: bar = 0.38; break;
[6 empty] | 919 | 0.37651 | 0.38 | case 919: bar = 0.38; break;
[6 empty] | 920 | 0.37523 | 0.38 | case 920: bar = 0.38; break;
[6 empty] | 921 | 0.37395 | 0.37 | case 921: bar = 0.37; break;
[6 empty] | 922 | 0.37267 | 0.37 | case 922: bar = 0.37; break;
[6 empty] | 923 | 0.37139 | 0.37 | case 923: bar = 0.37; break;
[6 empty] | 924 | 0.37012 | 0.37 | case 924: bar = 0.37; break;
[6 empty] | 925 | 0.36885 | 0.37 | case 925: bar = 0.37; break;
[6 empty] | 926 | 0.36758 | 0.37 | case 926: bar = 0.37; break;
[6 empty] | 927 | 0.36631 | 0.37 | case 927: bar = 0.37; break;
[6 empty] | 928 | 0.36505 | 0.37 | case 928: bar = 0.37; break;
[6 empty] | 929 | 0.36379 | 0.36 | case 929: bar = 0.36; break;
[6 empty] | 930 | 0.36253 | 0.36 | case 930: bar = 0.36; break;
[6 empty] | 931 | 0.36128 | 0.36 | case 931: bar = 0.36; break;
[6 empty] | 932 | 0.36002 | 0.36 | case 932: bar = 0.36; break;
[6 empty] | 933 | 0.35877 | 0.36 | case 933: bar = 0.36; break;
[6 empty] | 934 | 0.35752 | 0.36 | case 934: bar = 0.36; break;
[6 empty] | 935 | 0.35628 | 0.36 | case 935: bar = 0.36; break;
[6 empty] | 936 | 0.35503 | 0.36 | case 936: bar = 0.36; break;
[6 empty] | 937 | 0.35379 | 0.35 | case 937: bar = 0.35; break;
[6 empty] | 938 | 0.35255 | 0.35 | case 938: bar = 0.35; break;
[6 empty] | 939 | 0.35132 | 0.35 | case 939: bar = 0.35; break;
[6 empty] | 940 | 0.35008 | 0.35 | case 940: bar = 0.35; break;
[6 empty] | 941 | 0.34885 | 0.35 | case 941: bar = 0.35; break;
[6 empty] | 942 | 0.34762 | 0.35 | case 942: bar = 0.35; break;
[6 empty] | 943 | 0.34639 | 0.35 | case 943: bar = 0.35; break;
[6 empty] | 944 | 0.34517 | 0.35 | case 944: bar = 0.35; break;
[6 empty] | 945 | 0.34394 | 0.34 | case 945: bar = 0.34; break;
[6 empty] | 946 | 0.34272 | 0.34 | case 946: bar = 0.34; break;
[6 empty] | 947 | 0.34151 | 0.34 | case 947: bar = 0.34; break;
[6 empty] | 948 | 0.34029 | 0.34 | case 948: bar = 0.34; break;
[6 empty] | 949 | 0.33908 | 0.34 | case 949: bar = 0.34; break;
[6 empty] | 950 | 0.33787 | 0.34 | case 950: bar = 0.34; break;
[6 empty] | 951 | 0.33666 | 0.34 | case 951: bar = 0.34; break;
[6 empty] | 952 | 0.33545 | 0.34 | case 952: bar = 0.34; break;
[6 empty] | 953 | 0.33425 | 0.33 | case 953: bar = 0.33; break;
[6 empty] | 954 | 0.33304 | 0.33 | case 954: bar = 0.33; break;
[6 empty] | 955 | 0.33184 | 0.33 | case 955: bar = 0.33; break;
[6 empty] | 956 | 0.33065 | 0.33 | case 956: bar = 0.33; break;
[6 empty] | 957 | 0.32945 | 0.33 | case 957: bar = 0.33; break;
[6 empty] | 958 | 0.32826 | 0.33 | case 958: bar = 0.33; break;
[6 empty] | 959 | 0.32707 | 0.33 | case 959: bar = 0.33; break;
[6 empty] | 960 | 0.32588 | 0.33 | case 960: bar = 0.33; break;
[6 empty] | 961 | 0.32469 | 0.32 | case 961: bar = 0.32; break;
[6 empty] | 962 | 0.32351 | 0.32 | case 962: bar = 0.32; break;
[6 empty] | 963 | 0.32233 | 0.32 | case 963: bar = 0.32; break;
[6 empty] | 964 | 0.32115 | 0.32 | case 964: bar = 0.32; break;
[6 empty] | 965 | 0.31997 | 0.32 | case 965: bar = 0.32; break;
[6 empty] | 966 | 0.31879 | 0.32 | case 966: bar = 0.32; break;
[6 empty] | 967 | 0.31762 | 0.32 | case 967: bar = 0.32; break;
[6 empty] | 968 | 0.31645 | 0.32 | case 968: bar = 0.32; break;
[6 empty] | 969 | 0.31528 | 0.32 | case 969: bar = 0.32; break;
[6 empty] | 970 | 0.31411 | 0.31 | case 970: bar = 0.31; break;
[6 empty] | 971 | 0.31295 | 0.31 | case 971: bar = 0.31; break;
[6 empty] | 972 | 0.31179 | 0.31 | case 972: bar = 0.31; break;
[6 empty] | 973 | 0.31063 | 0.31 | case 973: bar = 0.31; break;
[6 empty] | 974 | 0.30947 | 0.31 | case 974: bar = 0.31; break;
[6 empty] | 975 | 0.30831 | 0.31 | case 975: bar = 0.31; break;
[6 empty] | 976 | 0.30716 | 0.31 | case 976: bar = 0.31; break;
[6 empty] | 977 | 0.30601 | 0.31 | case 977: bar = 0.31; break;
[6 empty] | 978 | 0.30486 | 0.3 | case 978: bar = 0.3; break;
[6 empty] | 979 | 0.30371 | 0.3 | case 979: bar = 0.3; break;
[6 empty] | 980 | 0.30257 | 0.3 | case 980: bar = 0.3; break;
[6 empty] | 981 | 0.30142 | 0.3 | case 981: bar = 0.3; break;
[6 empty] | 982 | 0.30028 | 0.3 | case 982: bar = 0.3; break;
[6 empty] | 983 | 0.29914 | 0.3 | case 983: bar = 0.3; break;
[6 empty] | 984 | 0.29801 | 0.3 | case 984: bar = 0.3; break;
[6 empty] | 985 | 0.29687 | 0.3 | case 985: bar = 0.3; break;
[6 empty] | 986 | 0.29574 | 0.3 | case 986: bar = 0.3; break;
[6 empty] | 987 | 0.29461 | 0.29 | case 987: bar = 0.29; break;
[6 empty] | 988 | 0.29348 | 0.29 | case 988: bar = 0.29; break;
[6 empty] | 989 | 0.29235 | 0.29 | case 989: bar = 0.29; break;
[6 empty] | 990 | 0.29123 | 0.29 | case 990: bar = 0.29; break;
[6 empty] | 991 | 0.2901 | 0.29 | case 991: bar = 0.29; break;
[6 empty] | 992 | 0.28898 | 0.29 | case 992: bar = 0.29; break;
[6 empty] | 993 | 0.28787 | 0.29 | case 993: bar = 0.29; break;
[6 empty] | 994 | 0.28675 | 0.29 | case 994: bar = 0.29; break;
[6 empty] | 995 | 0.28563 | 0.29 | case 995: bar = 0.29; break;
[6 empty] | 996 | 0.28452 | 0.28 | case 996: bar = 0.28; break;
[6 empty] | 997 | 0.28341 | 0.28 | case 997: bar = 0.28; break;
[6 empty] | 998 | 0.2823 | 0.28 | case 998: bar = 0.28; break;
[6 empty] | 999 | 0.2812 | 0.28 | case 999: bar = 0.28; break;
[6 empty] | 1000 | 0.28009 | 0.28 | case 1000: bar = 0.28; break;
[6 empty] | 1001 | 0.27899 | 0.28 | case 1001: bar = 0.28; break;
[6 empty] | 1002 | 0.27789 | 0.28 | case 1002: bar = 0.28; break;
[6 empty] | 1003 | 0.27679 | 0.28 | case 1003: bar = 0.28; break;
[6 empty] | 1004 | 0.27569 | 0.28 | case 1004: bar = 0.28; break;
[6 empty] | 1005 | 0.2746 | 0.27 | case 1005: bar = 0.27; break;
[6 empty] | 1006 | 0.27351 | 0.27 | case 1006: bar = 0.27; break;
[6 empty] | 1007 | 0.27242 | 0.27 | case 1007: bar = 0.27; break;
[6 empty] | 1008 | 0.27133 | 0.27 | case 1008: bar = 0.27; break;
[6 empty] | 1009 | 0.27024 | 0.27 | case 1009: bar = 0.27; break;
[6 empty] | 1010 | 0.26916 | 0.27 | case 1010: bar = 0.27; break;
[6 empty] | 1011 | 0.26807 | 0.27 | case 1011: bar = 0.27; break;
[6 empty] | 1012 | 0.26699 | 0.27 | case 1012: bar = 0.27; break;
[6 empty] | 1013 | 0.26591 | 0.27 | case 1013: bar = 0.27; break;
[6 empty] | 1014 | 0.26484 | 0.26 | case 1014: bar = 0.26; break;
[6 empty] | 1015 | 0.26376 | 0.26 | case 1015: bar = 0.26; break;
[6 empty] | 1016 | 0.26269 | 0.26 | case 1016: bar = 0.26; break;
[6 empty] | 1017 | 0.26162 | 0.26 | case 1017: bar = 0.26; break;
[6 empty] | 1018 | 0.26055 | 0.26 | case 1018: bar = 0.26; break;
[6 empty] | 1019 | 0.25948 | 0.26 | case 1019: bar = 0.26; break;
[6 empty] | 1020 | 0.25841 | 0.26 | case 1020: bar = 0.26; break;
[6 empty] | 1021 | 0.25735 | 0.26 | case 1021: bar = 0.26; break;
[6 empty] | 1022 | 0.25629 | 0.26 | case 1022: bar = 0.26; break;
[6 empty] | 1023 | 0.25523 | 0.26 | case 1023: bar = 0.26; break;
[6 empty] | 1024 | 0.25417 | 0.25 | case 1024: bar = 0.25; break;

## switch case - one line
values | copy the value of C1 to the Arduino software, make sure to have "." as decimal separator
case 1: bar = 237.6; break; | case 1: bar = 237.6; break; case 2: bar = 157.03; break; case 3: bar = 120.19; break; case 4: bar = 98.51; break; case 5: bar = 84.05; break; case 6: bar = 73.63; break; case 7: bar = 65.72; break; case 8: bar = 59.49; break; case 9: bar = 54.44; break; case 10: bar = 50.25; break; case 11: bar = 46.72; break; case 12: bar = 43.69; break; case 13: bar = 41.07; break; case 14: bar = 38.77; break; case 15: bar = 36.73; break; case 16: bar = 34.92; break; case 17: bar = 33.29; break; case 18: bar = 31.82; break; case 19: bar = 30.49; break; case 20: bar = 29.27; break; case 21: bar = 28.15; break; case 22: bar = 27.12; break; case 23: bar = 26.17; break; case 24: bar = 25.29; break; case 25: bar = 24.47; break; case 26: bar = 23.71; break; case 27: bar = 22.99; break; case 28: bar = 22.32; break; case 29: bar = 21.69; break; case 30: bar = 21.1; break; case 31: bar = 20.54; break; case 32: bar = 20.02; break; case 33: bar = 19.52; break; case 34: bar = 19.04; break; case 35: bar = 18.59; break; case 36: bar = 18.16; break; case 37: bar = 17.76; break; case 38: bar = 17.37; break; case 39: bar = 17; break; case 40: bar = 16.64; break; case 41: bar = 16.3; break; case 42: bar = 15.98; break; case 43: bar = 15.67; break; case 44: bar = 15.37; break; case 45: bar = 15.08; break; case 46: bar = 14.81; break; case 47: bar = 14.54; break; case 48: bar = 14.28; break; case 49: bar = 14.04; break; case 50: bar = 13.8; break; case 51: bar = 13.57; break; case 52: bar = 13.35; break; case 53: bar = 13.13; break; case 54: bar = 12.93; break; case 55: bar = 12.73; break; case 56: bar = 12.53; break; case 57: bar = 12.34; break; case 58: bar = 12.16; break; case 59: bar = 11.98; break; case 60: bar = 11.81; break; case 61: bar = 11.65; break; case 62: bar = 11.48; break; case 63: bar = 11.33; break; case 64: bar = 11.17; break; case 65: bar = 11.02; break; case 66: bar = 10.88; break; case 67: bar = 10.74; break; case 68: bar = 10.6; break; case 69: bar = 10.47; break; case 70: bar = 10.34; break; case 71: bar = 10.21; break; case 72: bar = 10.09; break; case 73: bar = 9.97; break; case 74: bar = 9.85; break; case 75: bar = 9.73; break; case 76: bar = 9.62; break; case 77: bar = 9.51; break; case 78: bar = 9.4; break; case 79: bar = 9.3; break; case 80: bar = 9.19; break; case 81: bar = 9.09; break; case 82: bar = 9; break; case 83: bar = 8.9; break; case 84: bar = 8.81; break; case 85: bar = 8.71; break; case 86: bar = 8.62; break; case 87: bar = 8.53; break; case 88: bar = 8.45; break; case 89: bar = 8.36; break; case 90: bar = 8.28; break; case 91: bar = 8.2; break; case 92: bar = 8.12; break; case 93: bar = 8.04; break; case 94: bar = 7.96; break; case 95: bar = 7.89; break; case 96: bar = 7.81; break; case 97: bar = 7.74; break; case 98: bar = 7.67; break; case 99: bar = 7.6; break; case 100: bar = 7.53; break; case 101: bar = 7.46; break; case 102: bar = 7.4; break; case 103: bar = 7.33; break; case 104: bar = 7.27; break; case 105: bar = 7.2; break; case 106: bar = 7.14; break; case 107: bar = 7.08; break; case 108: bar = 7.02; break; case 109: bar = 6.96; break; case 110: bar = 6.9; break; case 111: bar = 6.85; break; case 112: bar = 6.79; break; case 113: bar = 6.74; break; case 114: bar = 6.68; break; case 115: bar = 6.63; break; case 116: bar = 6.57; break; case 117: bar = 6.52; break; case 118: bar = 6.47; break; case 119: bar = 6.42; break; case 120: bar = 6.37; break; case 121: bar = 6.32; break; case 122: bar = 6.27; break; case 123: bar = 6.23; break; case 124: bar = 6.18; break; case 125: bar = 6.13; break; case 126: bar = 6.09; break; case 127: bar = 6.04; break; case 128: bar = 6; break; case 129: bar = 5.95; break; case 130: bar = 5.91; break; case 131: bar = 5.87; break; case 132: bar = 5.83; break; case 133: bar = 5.79; break; case 134: bar = 5.75; break; case 135: bar = 5.71; break; case 136: bar = 5.67; break; case 137: bar = 5.63; break; case 138: bar = 5.59; break; case 139: bar = 5.55; break; case 140: bar = 5.51; break; case 141: bar = 5.47; break; case 142: bar = 5.44; break; case 143: bar = 5.4; break; case 144: bar = 5.37; break; case 145: bar = 5.33; break; case 146: bar = 5.3; break; case 147: bar = 5.26; break; case 148: bar = 5.23; break; case 149: bar = 5.19; break; case 150: bar = 5.16; break; case 151: bar = 5.13; break; case 152: bar = 5.09; break; case 153: bar = 5.06; break; case 154: bar = 5.03; break; case 155: bar = 5; break; case 156: bar = 4.97; break; case 157: bar = 4.94; break; case 158: bar = 4.91; break; case 159: bar = 4.88; break; case 160: bar = 4.85; break; case 161: bar = 4.82; break; case 162: bar = 4.79; break; case 163: bar = 4.76; break; case 164: bar = 4.73; break; case 165: bar = 4.7; break; case 166: bar = 4.68; break; case 167: bar = 4.65; break; case 168: bar = 4.62; break; case 169: bar = 4.59; break; case 170: bar = 4.57; break; case 171: bar = 4.54; break; case 172: bar = 4.52; break; case 173: bar = 4.49; break; case 174: bar = 4.46; break; case 175: bar = 4.44; break; case 176: bar = 4.41; break; case 177: bar = 4.39; break; case 178: bar = 4.36; break; case 179: bar = 4.34; break; case 180: bar = 4.32; break; case 181: bar = 4.29; break; case 182: bar = 4.27; break; case 183: bar = 4.25; break; case 184: bar = 4.22; break; case 185: bar = 4.2; break; case 186: bar = 4.18; break; case 187: bar = 4.15; break; case 188: bar = 4.13; break; case 189: bar = 4.11; break; case 190: bar = 4.09; break; case 191: bar = 4.07; break; case 192: bar = 4.05; break; case 193: bar = 4.02; break; case 194: bar = 4; break; case 195: bar = 3.98; break; case 196: bar = 3.96; break; case 197: bar = 3.94; break; case 198: bar = 3.92; break; case 199: bar = 3.9; break; case 200: bar = 3.88; break; case 201: bar = 3.86; break; case 202: bar = 3.84; break; case 203: bar = 3.82; break; case 204: bar = 3.8; break; case 205: bar = 3.78; break; case 206: bar = 3.77; break; case 207: bar = 3.75; break; case 208: bar = 3.73; break; case 209: bar = 3.71; break; case 210: bar = 3.69; break; case 211: bar = 3.67; break; case 212: bar = 3.66; break; case 213: bar = 3.64; break; case 214: bar = 3.62; break; case 215: bar = 3.6; break; case 216: bar = 3.59; break; case 217: bar = 3.57; break; case 218: bar = 3.55; break; case 219: bar = 3.53; break; case 220: bar = 3.52; break; case 221: bar = 3.5; break; case 222: bar = 3.48; break; case 223: bar = 3.47; break; case 224: bar = 3.45; break; case 225: bar = 3.44; break; case 226: bar = 3.42; break; case 227: bar = 3.4; break; case 228: bar = 3.39; break; case 229: bar = 3.37; break; case 230: bar = 3.36; break; case 231: bar = 3.34; break; case 232: bar = 3.33; break; case 233: bar = 3.31; break; case 234: bar = 3.3; break; case 235: bar = 3.28; break; case 236: bar = 3.27; break; case 237: bar = 3.25; break; case 238: bar = 3.24; break; case 239: bar = 3.22; break; case 240: bar = 3.21; break; case 241: bar = 3.19; break; case 242: bar = 3.18; break; case 243: bar = 3.17; break; case 244: bar = 3.15; break; case 245: bar = 3.14; break; case 246: bar = 3.12; break; case 247: bar = 3.11; break; case 248: bar = 3.1; break; case 249: bar = 3.08; break; case 250: bar = 3.07; break; case 251: bar = 3.06; break; case 252: bar = 3.04; break; case 253: bar = 3.03; break; case 254: bar = 3.02; break; case 255: bar = 3.01; break; case 256: bar = 2.99; break; case 257: bar = 2.98; break; case 258: bar = 2.97; break; case 259: bar = 2.96; break; case 260: bar = 2.94; break; case 261: bar = 2.93; break; case 262: bar = 2.92; break; case 263: bar = 2.91; break; case 264: bar = 2.89; break; case 265: bar = 2.88; break; case 266: bar = 2.87; break; case 267: bar = 2.86; break; case 268: bar = 2.85; break; case 269: bar = 2.83; break; case 270: bar = 2.82; break; case 271: bar = 2.81; break; case 272: bar = 2.8; break; case 273: bar = 2.79; break; case 274: bar = 2.78; break; case 275: bar = 2.77; break; case 276: bar = 2.76; break; case 277: bar = 2.74; break; case 278: bar = 2.73; break; case 279: bar = 2.72; break; case 280: bar = 2.71; break; case 281: bar = 2.7; break; case 282: bar = 2.69; break; case 283: bar = 2.68; break; case 284: bar = 2.67; break; case 285: bar = 2.66; break; case 286: bar = 2.65; break; case 287: bar = 2.64; break; case 288: bar = 2.63; break; case 289: bar = 2.62; break; case 290: bar = 2.61; break; case 291: bar = 2.6; break; case 292: bar = 2.59; break; case 293: bar = 2.58; break; case 294: bar = 2.57; break; case 295: bar = 2.56; break; case 296: bar = 2.55; break; case 297: bar = 2.54; break; case 298: bar = 2.53; break; case 299: bar = 2.52; break; case 300: bar = 2.51; break; case 301: bar = 2.5; break; case 302: bar = 2.49; break; case 303: bar = 2.48; break; case 304: bar = 2.47; break; case 305: bar = 2.46; break; case 306: bar = 2.45; break; case 307: bar = 2.44; break; case 308: bar = 2.43; break; case 309: bar = 2.42; break; case 310: bar = 2.41; break; case 311: bar = 2.41; break; case 312: bar = 2.4; break; case 313: bar = 2.39; break; case 314: bar = 2.38; break; case 315: bar = 2.37; break; case 316: bar = 2.36; break; case 317: bar = 2.35; break; case 318: bar = 2.34; break; case 319: bar = 2.34; break; case 320: bar = 2.33; break; case 321: bar = 2.32; break; case 322: bar = 2.31; break; case 323: bar = 2.3; break; case 324: bar = 2.29; break; case 325: bar = 2.28; break; case 326: bar = 2.28; break; case 327: bar = 2.27; break; case 328: bar = 2.26; break; case 329: bar = 2.25; break; case 330: bar = 2.24; break; case 331: bar = 2.24; break; case 332: bar = 2.23; break; case 333: bar = 2.22; break; case 334: bar = 2.21; break; case 335: bar = 2.2; break; case 336: bar = 2.2; break; case 337: bar = 2.19; break; case 338: bar = 2.18; break; case 339: bar = 2.17; break; case 340: bar = 2.17; break; case 341: bar = 2.16; break; case 342: bar = 2.15; break; case 343: bar = 2.14; break; case 344: bar = 2.13; break; case 345: bar = 2.13; break; case 346: bar = 2.12; break; case 347: bar = 2.11; break; case 348: bar = 2.11; break; case 349: bar = 2.1; break; case 350: bar = 2.09; break; case 351: bar = 2.08; break; case 352: bar = 2.08; break; case 353: bar = 2.07; break; case 354: bar = 2.06; break; case 355: bar = 2.05; break; case 356: bar = 2.05; break; case 357: bar = 2.04; break; case 358: bar = 2.03; break; case 359: bar = 2.03; break; case 360: bar = 2.02; break; case 361: bar = 2.01; break; case 362: bar = 2.01; break; case 363: bar = 2; break; case 364: bar = 1.99; break; case 365: bar = 1.99; break; case 366: bar = 1.98; break; case 367: bar = 1.97; break; case 368: bar = 1.97; break; case 369: bar = 1.96; break; case 370: bar = 1.95; break; case 371: bar = 1.95; break; case 372: bar = 1.94; break; case 373: bar = 1.93; break; case 374: bar = 1.93; break; case 375: bar = 1.92; break; case 376: bar = 1.91; break; case 377: bar = 1.91; break; case 378: bar = 1.9; break; case 379: bar = 1.89; break; case 380: bar = 1.89; break; case 381: bar = 1.88; break; case 382: bar = 1.88; break; case 383: bar = 1.87; break; case 384: bar = 1.86; break; case 385: bar = 1.86; break; case 386: bar = 1.85; break; case 387: bar = 1.85; break; case 388: bar = 1.84; break; case 389: bar = 1.83; break; case 390: bar = 1.83; break; case 391: bar = 1.82; break; case 392: bar = 1.82; break; case 393: bar = 1.81; break; case 394: bar = 1.8; break; case 395: bar = 1.8; break; case 396: bar = 1.79; break; case 397: bar = 1.79; break; case 398: bar = 1.78; break; case 399: bar = 1.77; break; case 400: bar = 1.77; break; case 401: bar = 1.76; break; case 402: bar = 1.76; break; case 403: bar = 1.75; break; case 404: bar = 1.75; break; case 405: bar = 1.74; break; case 406: bar = 1.73; break; case 407: bar = 1.73; break; case 408: bar = 1.72; break; case 409: bar = 1.72; break; case 410: bar = 1.71; break; case 411: bar = 1.71; break; case 412: bar = 1.7; break; case 413: bar = 1.7; break; case 414: bar = 1.69; break; case 415: bar = 1.69; break; case 416: bar = 1.68; break; case 417: bar = 1.67; break; case 418: bar = 1.67; break; case 419: bar = 1.66; break; case 420: bar = 1.66; break; case 421: bar = 1.65; break; case 422: bar = 1.65; break; case 423: bar = 1.64; break; case 424: bar = 1.64; break; case 425: bar = 1.63; break; case 426: bar = 1.63; break; case 427: bar = 1.62; break; case 428: bar = 1.62; break; case 429: bar = 1.61; break; case 430: bar = 1.61; break; case 431: bar = 1.6; break; case 432: bar = 1.6; break; case 433: bar = 1.59; break; case 434: bar = 1.59; break; case 435: bar = 1.58; break; case 436: bar = 1.58; break; case 437: bar = 1.57; break; case 438: bar = 1.57; break; case 439: bar = 1.56; break; case 440: bar = 1.56; break; case 441: bar = 1.55; break; case 442: bar = 1.55; break; case 443: bar = 1.54; break; case 444: bar = 1.54; break; case 445: bar = 1.53; break; case 446: bar = 1.53; break; case 447: bar = 1.53; break; case 448: bar = 1.52; break; case 449: bar = 1.52; break; case 450: bar = 1.51; break; case 451: bar = 1.51; break; case 452: bar = 1.5; break; case 453: bar = 1.5; break; case 454: bar = 1.49; break; case 455: bar = 1.49; break; case 456: bar = 1.48; break; case 457: bar = 1.48; break; case 458: bar = 1.47; break; case 459: bar = 1.47; break; case 460: bar = 1.47; break; case 461: bar = 1.46; break; case 462: bar = 1.46; break; case 463: bar = 1.45; break; case 464: bar = 1.45; break; case 465: bar = 1.44; break; case 466: bar = 1.44; break; case 467: bar = 1.44; break; case 468: bar = 1.43; break; case 469: bar = 1.43; break; case 470: bar = 1.42; break; case 471: bar = 1.42; break; case 472: bar = 1.41; break; case 473: bar = 1.41; break; case 474: bar = 1.41; break; case 475: bar = 1.4; break; case 476: bar = 1.4; break; case 477: bar = 1.39; break; case 478: bar = 1.39; break; case 479: bar = 1.38; break; case 480: bar = 1.38; break; case 481: bar = 1.38; break; case 482: bar = 1.37; break; case 483: bar = 1.37; break; case 484: bar = 1.36; break; case 485: bar = 1.36; break; case 486: bar = 1.36; break; case 487: bar = 1.35; break; case 488: bar = 1.35; break; case 489: bar = 1.34; break; case 490: bar = 1.34; break; case 491: bar = 1.34; break; case 492: bar = 1.33; break; case 493: bar = 1.33; break; case 494: bar = 1.32; break; case 495: bar = 1.32; break; case 496: bar = 1.32; break; case 497: bar = 1.31; break; case 498: bar = 1.31; break; case 499: bar = 1.3; break; case 500: bar = 1.3; break; case 501: bar = 1.3; break; case 502: bar = 1.29; break; case 503: bar = 1.29; break; case 504: bar = 1.29; break; case 505: bar = 1.28; break; case 506: bar = 1.28; break; case 507: bar = 1.27; break; case 508: bar = 1.27; break; case 509: bar = 1.27; break; case 510: bar = 1.26; break; case 511: bar = 1.26; break; case 512: bar = 1.26; break; case 513: bar = 1.25; break; case 514: bar = 1.25; break; case 515: bar = 1.24; break; case 516: bar = 1.24; break; case 517: bar = 1.24; break; case 518: bar = 1.23; break; case 519: bar = 1.23; break; case 520: bar = 1.23; break; case 521: bar = 1.22; break; case 522: bar = 1.22; break; case 523: bar = 1.22; break; case 524: bar = 1.21; break; case 525: bar = 1.21; break; case 526: bar = 1.21; break; case 527: bar = 1.2; break; case 528: bar = 1.2; break; case 529: bar = 1.2; break; case 530: bar = 1.19; break; case 531: bar = 1.19; break; case 532: bar = 1.18; break; case 533: bar = 1.18; break; case 534: bar = 1.18; break; case 535: bar = 1.17; break; case 536: bar = 1.17; break; case 537: bar = 1.17; break; case 538: bar = 1.16; break; case 539: bar = 1.16; break; case 540: bar = 1.16; break; case 541: bar = 1.15; break; case 542: bar = 1.15; break; case 543: bar = 1.15; break; case 544: bar = 1.14; break; case 545: bar = 1.14; break; case 546: bar = 1.14; break; case 547: bar = 1.13; break; case 548: bar = 1.13; break; case 549: bar = 1.13; break; case 550: bar = 1.12; break; case 551: bar = 1.12; break; case 552: bar = 1.12; break; case 553: bar = 1.12; break; case 554: bar = 1.11; break; case 555: bar = 1.11; break; case 556: bar = 1.11; break; case 557: bar = 1.1; break; case 558: bar = 1.1; break; case 559: bar = 1.1; break; case 560: bar = 1.09; break; case 561: bar = 1.09; break; case 562: bar = 1.09; break; case 563: bar = 1.08; break; case 564: bar = 1.08; break; case 565: bar = 1.08; break; case 566: bar = 1.07; break; case 567: bar = 1.07; break; case 568: bar = 1.07; break; case 569: bar = 1.07; break; case 570: bar = 1.06; break; case 571: bar = 1.06; break; case 572: bar = 1.06; break; case 573: bar = 1.05; break; case 574: bar = 1.05; break; case 575: bar = 1.05; break; case 576: bar = 1.04; break; case 577: bar = 1.04; break; case 578: bar = 1.04; break; case 579: bar = 1.04; break; case 580: bar = 1.03; break; case 581: bar = 1.03; break; case 582: bar = 1.03; break; case 583: bar = 1.02; break; case 584: bar = 1.02; break; case 585: bar = 1.02; break; case 586: bar = 1.02; break; case 587: bar = 1.01; break; case 588: bar = 1.01; break; case 589: bar = 1.01; break; case 590: bar = 1; break; case 591: bar = 1; break; case 592: bar = 1; break; case 593: bar = 1; break; case 594: bar = 0.99; break; case 595: bar = 0.99; break; case 596: bar = 0.99; break; case 597: bar = 0.98; break; case 598: bar = 0.98; break; case 599: bar = 0.98; break; case 600: bar = 0.98; break; case 601: bar = 0.97; break; case 602: bar = 0.97; break; case 603: bar = 0.97; break; case 604: bar = 0.96; break; case 605: bar = 0.96; break; case 606: bar = 0.96; break; case 607: bar = 0.96; break; case 608: bar = 0.95; break; case 609: bar = 0.95; break; case 610: bar = 0.95; break; case 611: bar = 0.95; break; case 612: bar = 0.94; break; case 613: bar = 0.94; break; case 614: bar = 0.94; break; case 615: bar = 0.94; break; case 616: bar = 0.93; break; case 617: bar = 0.93; break; case 618: bar = 0.93; break; case 619: bar = 0.92; break; case 620: bar = 0.92; break; case 621: bar = 0.92; break; case 622: bar = 0.92; break; case 623: bar = 0.91; break; case 624: bar = 0.91; break; case 625: bar = 0.91; break; case 626: bar = 0.91; break; case 627: bar = 0.9; break; case 628: bar = 0.9; break; case 629: bar = 0.9; break; case 630: bar = 0.9; break; case 631: bar = 0.89; break; case 632: bar = 0.89; break; case 633: bar = 0.89; break; case 634: bar = 0.89; break; case 635: bar = 0.88; break; case 636: bar = 0.88; break; case 637: bar = 0.88; break; case 638: bar = 0.88; break; case 639: bar = 0.87; break; case 640: bar = 0.87; break; case 641: bar = 0.87; break; case 642: bar = 0.87; break; case 643: bar = 0.86; break; case 644: bar = 0.86; break; case 645: bar = 0.86; break; case 646: bar = 0.86; break; case 647: bar = 0.85; break; case 648: bar = 0.85; break; case 649: bar = 0.85; break; case 650: bar = 0.85; break; case 651: bar = 0.84; break; case 652: bar = 0.84; break; case 653: bar = 0.84; break; case 654: bar = 0.84; break; case 655: bar = 0.84; break; case 656: bar = 0.83; break; case 657: bar = 0.83; break; case 658: bar = 0.83; break; case 659: bar = 0.83; break; case 660: bar = 0.82; break; case 661: bar = 0.82; break; case 662: bar = 0.82; break; case 663: bar = 0.82; break; case 664: bar = 0.81; break; case 665: bar = 0.81; break; case 666: bar = 0.81; break; case 667: bar = 0.81; break; case 668: bar = 0.81; break; case 669: bar = 0.8; break; case 670: bar = 0.8; break; case 671: bar = 0.8; break; case 672: bar = 0.8; break; case 673: bar = 0.79; break; case 674: bar = 0.79; break; case 675: bar = 0.79; break; case 676: bar = 0.79; break; case 677: bar = 0.78; break; case 678: bar = 0.78; break; case 679: bar = 0.78; break; case 680: bar = 0.78; break; case 681: bar = 0.78; break; case 682: bar = 0.77; break; case 683: bar = 0.77; break; case 684: bar = 0.77; break; case 685: bar = 0.77; break; case 686: bar = 0.77; break; case 687: bar = 0.76; break; case 688: bar = 0.76; break; case 689: bar = 0.76; break; case 690: bar = 0.76; break; case 691: bar = 0.75; break; case 692: bar = 0.75; break; case 693: bar = 0.75; break; case 694: bar = 0.75; break; case 695: bar = 0.75; break; case 696: bar = 0.74; break; case 697: bar = 0.74; break; case 698: bar = 0.74; break; case 699: bar = 0.74; break; case 700: bar = 0.74; break; case 701: bar = 0.73; break; case 702: bar = 0.73; break; case 703: bar = 0.73; break; case 704: bar = 0.73; break; case 705: bar = 0.72; break; case 706: bar = 0.72; break; case 707: bar = 0.72; break; case 708: bar = 0.72; break; case 709: bar = 0.72; break; case 710: bar = 0.71; break; case 711: bar = 0.71; break; case 712: bar = 0.71; break; case 713: bar = 0.71; break; case 714: bar = 0.71; break; case 715: bar = 0.7; break; case 716: bar = 0.7; break; case 717: bar = 0.7; break; case 718: bar = 0.7; break; case 719: bar = 0.7; break; case 720: bar = 0.69; break; case 721: bar = 0.69; break; case 722: bar = 0.69; break; case 723: bar = 0.69; break; case 724: bar = 0.69; break; case 725: bar = 0.68; break; case 726: bar = 0.68; break; case 727: bar = 0.68; break; case 728: bar = 0.68; break; case 729: bar = 0.68; break; case 730: bar = 0.67; break; case 731: bar = 0.67; break; case 732: bar = 0.67; break; case 733: bar = 0.67; break; case 734: bar = 0.67; break; case 735: bar = 0.67; break; case 736: bar = 0.66; break; case 737: bar = 0.66; break; case 738: bar = 0.66; break; case 739: bar = 0.66; break; case 740: bar = 0.66; break; case 741: bar = 0.65; break; case 742: bar = 0.65; break; case 743: bar = 0.65; break; case 744: bar = 0.65; break; case 745: bar = 0.65; break; case 746: bar = 0.64; break; case 747: bar = 0.64; break; case 748: bar = 0.64; break; case 749: bar = 0.64; break; case 750: bar = 0.64; break; case 751: bar = 0.64; break; case 752: bar = 0.63; break; case 753: bar = 0.63; break; case 754: bar = 0.63; break; case 755: bar = 0.63; break; case 756: bar = 0.63; break; case 757: bar = 0.62; break; case 758: bar = 0.62; break; case 759: bar = 0.62; break; case 760: bar = 0.62; break; case 761: bar = 0.62; break; case 762: bar = 0.61; break; case 763: bar = 0.61; break; case 764: bar = 0.61; break; case 765: bar = 0.61; break; case 766: bar = 0.61; break; case 767: bar = 0.61; break; case 768: bar = 0.6; break; case 769: bar = 0.6; break; case 770: bar = 0.6; break; case 771: bar = 0.6; break; case 772: bar = 0.6; break; case 773: bar = 0.6; break; case 774: bar = 0.59; break; case 775: bar = 0.59; break; case 776: bar = 0.59; break; case 777: bar = 0.59; break; case 778: bar = 0.59; break; case 779: bar = 0.59; break; case 780: bar = 0.58; break; case 781: bar = 0.58; break; case 782: bar = 0.58; break; case 783: bar = 0.58; break; case 784: bar = 0.58; break; case 785: bar = 0.57; break; case 786: bar = 0.57; break; case 787: bar = 0.57; break; case 788: bar = 0.57; break; case 789: bar = 0.57; break; case 790: bar = 0.57; break; case 791: bar = 0.56; break; case 792: bar = 0.56; break; case 793: bar = 0.56; break; case 794: bar = 0.56; break; case 795: bar = 0.56; break; case 796: bar = 0.56; break; case 797: bar = 0.55; break; case 798: bar = 0.55; break; case 799: bar = 0.55; break; case 800: bar = 0.55; break; case 801: bar = 0.55; break; case 802: bar = 0.55; break; case 803: bar = 0.54; break; case 804: bar = 0.54; break; case 805: bar = 0.54; break; case 806: bar = 0.54; break; case 807: bar = 0.54; break; case 808: bar = 0.54; break; case 809: bar = 0.53; break; case 810: bar = 0.53; break; case 811: bar = 0.53; break; case 812: bar = 0.53; break; case 813: bar = 0.53; break; case 814: bar = 0.53; break; case 815: bar = 0.53; break; case 816: bar = 0.52; break; case 817: bar = 0.52; break; case 818: bar = 0.52; break; case 819: bar = 0.52; break; case 820: bar = 0.52; break; case 821: bar = 0.52; break; case 822: bar = 0.51; break; case 823: bar = 0.51; break; case 824: bar = 0.51; break; case 825: bar = 0.51; break; case 826: bar = 0.51; break; case 827: bar = 0.51; break; case 828: bar = 0.5; break; case 829: bar = 0.5; break; case 830: bar = 0.5; break; case 831: bar = 0.5; break; case 832: bar = 0.5; break; case 833: bar = 0.5; break; case 834: bar = 0.5; break; case 835: bar = 0.49; break; case 836: bar = 0.49; break; case 837: bar = 0.49; break; case 838: bar = 0.49; break; case 839: bar = 0.49; break; case 840: bar = 0.49; break; case 841: bar = 0.48; break; case 842: bar = 0.48; break; case 843: bar = 0.48; break; case 844: bar = 0.48; break; case 845: bar = 0.48; break; case 846: bar = 0.48; break; case 847: bar = 0.48; break; case 848: bar = 0.47; break; case 849: bar = 0.47; break; case 850: bar = 0.47; break; case 851: bar = 0.47; break; case 852: bar = 0.47; break; case 853: bar = 0.47; break; case 854: bar = 0.47; break; case 855: bar = 0.46; break; case 856: bar = 0.46; break; case 857: bar = 0.46; break; case 858: bar = 0.46; break; case 859: bar = 0.46; break; case 860: bar = 0.46; break; case 861: bar = 0.46; break; case 862: bar = 0.45; break; case 863: bar = 0.45; break; case 864: bar = 0.45; break; case 865: bar = 0.45; break; case 866: bar = 0.45; break; case 867: bar = 0.45; break; case 868: bar = 0.45; break; case 869: bar = 0.44; break; case 870: bar = 0.44; break; case 871: bar = 0.44; break; case 872: bar = 0.44; break; case 873: bar = 0.44; break; case 874: bar = 0.44; break; case 875: bar = 0.44; break; case 876: bar = 0.43; break; case 877: bar = 0.43; break; case 878: bar = 0.43; break; case 879: bar = 0.43; break; case 880: bar = 0.43; break; case 881: bar = 0.43; break; case 882: bar = 0.43; break; case 883: bar = 0.42; break; case 884: bar = 0.42; break; case 885: bar = 0.42; break; case 886: bar = 0.42; break; case 887: bar = 0.42; break; case 888: bar = 0.42; break; case 889: bar = 0.42; break; case 890: bar = 0.41; break; case 891: bar = 0.41; break; case 892: bar = 0.41; break; case 893: bar = 0.41; break; case 894: bar = 0.41; break; case 895: bar = 0.41; break; case 896: bar = 0.41; break; case 897: bar = 0.41; break; case 898: bar = 0.4; break; case 899: bar = 0.4; break; case 900: bar = 0.4; break; case 901: bar = 0.4; break; case 902: bar = 0.4; break; case 903: bar = 0.4; break; case 904: bar = 0.4; break; case 905: bar = 0.39; break; case 906: bar = 0.39; break; case 907: bar = 0.39; break; case 908: bar = 0.39; break; case 909: bar = 0.39; break; case 910: bar = 0.39; break; case 911: bar = 0.39; break; case 912: bar = 0.39; break; case 913: bar = 0.38; break; case 914: bar = 0.38; break; case 915: bar = 0.38; break; case 916: bar = 0.38; break; case 917: bar = 0.38; break; case 918: bar = 0.38; break; case 919: bar = 0.38; break; case 920: bar = 0.38; break; case 921: bar = 0.37; break; case 922: bar = 0.37; break; case 923: bar = 0.37; break; case 924: bar = 0.37; break; case 925: bar = 0.37; break; case 926: bar = 0.37; break; case 927: bar = 0.37; break; case 928: bar = 0.37; break; case 929: bar = 0.36; break; case 930: bar = 0.36; break; case 931: bar = 0.36; break; case 932: bar = 0.36; break; case 933: bar = 0.36; break; case 934: bar = 0.36; break; case 935: bar = 0.36; break; case 936: bar = 0.36; break; case 937: bar = 0.35; break; case 938: bar = 0.35; break; case 939: bar = 0.35; break; case 940: bar = 0.35; break; case 941: bar = 0.35; break; case 942: bar = 0.35; break; case 943: bar = 0.35; break; case 944: bar = 0.35; break; case 945: bar = 0.34; break; case 946: bar = 0.34; break; case 947: bar = 0.34; break; case 948: bar = 0.34; break; case 949: bar = 0.34; break; case 950: bar = 0.34; break; case 951: bar = 0.34; break; case 952: bar = 0.34; break; case 953: bar = 0.33; break; case 954: bar = 0.33; break; case 955: bar = 0.33; break; case 956: bar = 0.33; break; case 957: bar = 0.33; break; case 958: bar = 0.33; break; case 959: bar = 0.33; break; case 960: bar = 0.33; break; case 961: bar = 0.32; break; case 962: bar = 0.32; break; case 963: bar = 0.32; break; case 964: bar = 0.32; break; case 965: bar = 0.32; break; case 966: bar = 0.32; break; case 967: bar = 0.32; break; case 968: bar = 0.32; break; case 969: bar = 0.32; break; case 970: bar = 0.31; break; case 971: bar = 0.31; break; case 972: bar = 0.31; break; case 973: bar = 0.31; break; case 974: bar = 0.31; break; case 975: bar = 0.31; break; case 976: bar = 0.31; break; case 977: bar = 0.31; break; case 978: bar = 0.3; break; case 979: bar = 0.3; break; case 980: bar = 0.3; break; case 981: bar = 0.3; break; case 982: bar = 0.3; break; case 983: bar = 0.3; break; case 984: bar = 0.3; break; case 985: bar = 0.3; break; case 986: bar = 0.3; break; case 987: bar = 0.29; break; case 988: bar = 0.29; break; case 989: bar = 0.29; break; case 990: bar = 0.29; break; case 991: bar = 0.29; break; case 992: bar = 0.29; break; case 993: bar = 0.29; break; case 994: bar = 0.29; break; case 995: bar = 0.29; break; case 996: bar = 0.28; break; case 997: bar = 0.28; break; case 998: bar = 0.28; break; case 999: bar = 0.28; break; case 1000: bar = 0.28; break; case 1001: bar = 0.28; break; case 1002: bar = 0.28; break; case 1003: bar = 0.28; break; case 1004: bar = 0.28; break; case 1005: bar = 0.27; break; case 1006: bar = 0.27; break; case 1007: bar = 0.27; break; case 1008: bar = 0.27; break; case 1009: bar = 0.27; break; case 1010: bar = 0.27; break; case 1011: bar = 0.27; break; case 1012: bar = 0.27; break; case 1013: bar = 0.27; break; case 1014: bar = 0.26; break; case 1015: bar = 0.26; break; case 1016: bar = 0.26; break; case 1017: bar = 0.26; break; case 1018: bar = 0.26; break; case 1019: bar = 0.26; break; case 1020: bar = 0.26; break; case 1021: bar = 0.26; break; case 1022: bar = 0.26; break; case 1023: bar = 0.26; break; case 1024: bar = 0.25; break;
case 2: bar = 157.03; break; | case 2: bar = 157.03; break; case 3: bar = 120.19; break; case 4: bar = 98.51; break; case 5: bar = 84.05; break; case 6: bar = 73.63; break; case 7: bar = 65.72; break; case 8: bar = 59.49; break; case 9: bar = 54.44; break; case 10: bar = 50.25; break; case 11: bar = 46.72; break; case 12: bar = 43.69; break; case 13: bar = 41.07; break; case 14: bar = 38.77; break; case 15: bar = 36.73; break; case 16: bar = 34.92; break; case 17: bar = 33.29; break; case 18: bar = 31.82; break; case 19: bar = 30.49; break; case 20: bar = 29.27; break; case 21: bar = 28.15; break; case 22: bar = 27.12; break; case 23: bar = 26.17; break; case 24: bar = 25.29; break; case 25: bar = 24.47; break; case 26: bar = 23.71; break; case 27: bar = 22.99; break; case 28: bar = 22.32; break; case 29: bar = 21.69; break; case 30: bar = 21.1; break; case 31: bar = 20.54; break; case 32: bar = 20.02; break; case 33: bar = 19.52; break; case 34: bar = 19.04; break; case 35: bar = 18.59; break; case 36: bar = 18.16; break; case 37: bar = 17.76; break; case 38: bar = 17.37; break; case 39: bar = 17; break; case 40: bar = 16.64; break; case 41: bar = 16.3; break; case 42: bar = 15.98; break; case 43: bar = 15.67; break; case 44: bar = 15.37; break; case 45: bar = 15.08; break; case 46: bar = 14.81; break; case 47: bar = 14.54; break; case 48: bar = 14.28; break; case 49: bar = 14.04; break; case 50: bar = 13.8; break; case 51: bar = 13.57; break; case 52: bar = 13.35; break; case 53: bar = 13.13; break; case 54: bar = 12.93; break; case 55: bar = 12.73; break; case 56: bar = 12.53; break; case 57: bar = 12.34; break; case 58: bar = 12.16; break; case 59: bar = 11.98; break; case 60: bar = 11.81; break; case 61: bar = 11.65; break; case 62: bar = 11.48; break; case 63: bar = 11.33; break; case 64: bar = 11.17; break; case 65: bar = 11.02; break; case 66: bar = 10.88; break; case 67: bar = 10.74; break; case 68: bar = 10.6; break; case 69: bar = 10.47; break; case 70: bar = 10.34; break; case 71: bar = 10.21; break; case 72: bar = 10.09; break; case 73: bar = 9.97; break; case 74: bar = 9.85; break; case 75: bar = 9.73; break; case 76: bar = 9.62; break; case 77: bar = 9.51; break; case 78: bar = 9.4; break; case 79: bar = 9.3; break; case 80: bar = 9.19; break; case 81: bar = 9.09; break; case 82: bar = 9; break; case 83: bar = 8.9; break; case 84: bar = 8.81; break; case 85: bar = 8.71; break; case 86: bar = 8.62; break; case 87: bar = 8.53; break; case 88: bar = 8.45; break; case 89: bar = 8.36; break; case 90: bar = 8.28; break; case 91: bar = 8.2; break; case 92: bar = 8.12; break; case 93: bar = 8.04; break; case 94: bar = 7.96; break; case 95: bar = 7.89; break; case 96: bar = 7.81; break; case 97: bar = 7.74; break; case 98: bar = 7.67; break; case 99: bar = 7.6; break; case 100: bar = 7.53; break; case 101: bar = 7.46; break; case 102: bar = 7.4; break; case 103: bar = 7.33; break; case 104: bar = 7.27; break; case 105: bar = 7.2; break; case 106: bar = 7.14; break; case 107: bar = 7.08; break; case 108: bar = 7.02; break; case 109: bar = 6.96; break; case 110: bar = 6.9; break; case 111: bar = 6.85; break; case 112: bar = 6.79; break; case 113: bar = 6.74; break; case 114: bar = 6.68; break; case 115: bar = 6.63; break; case 116: bar = 6.57; break; case 117: bar = 6.52; break; case 118: bar = 6.47; break; case 119: bar = 6.42; break; case 120: bar = 6.37; break; case 121: bar = 6.32; break; case 122: bar = 6.27; break; case 123: bar = 6.23; break; case 124: bar = 6.18; break; case 125: bar = 6.13; break; case 126: bar = 6.09; break; case 127: bar = 6.04; break; case 128: bar = 6; break; case 129: bar = 5.95; break; case 130: bar = 5.91; break; case 131: bar = 5.87; break; case 132: bar = 5.83; break; case 133: bar = 5.79; break; case 134: bar = 5.75; break; case 135: bar = 5.71; break; case 136: bar = 5.67; break; case 137: bar = 5.63; break; case 138: bar = 5.59; break; case 139: bar = 5.55; break; case 140: bar = 5.51; break; case 141: bar = 5.47; break; case 142: bar = 5.44; break; case 143: bar = 5.4; break; case 144: bar = 5.37; break; case 145: bar = 5.33; break; case 146: bar = 5.3; break; case 147: bar = 5.26; break; case 148: bar = 5.23; break; case 149: bar = 5.19; break; case 150: bar = 5.16; break; case 151: bar = 5.13; break; case 152: bar = 5.09; break; case 153: bar = 5.06; break; case 154: bar = 5.03; break; case 155: bar = 5; break; case 156: bar = 4.97; break; case 157: bar = 4.94; break; case 158: bar = 4.91; break; case 159: bar = 4.88; break; case 160: bar = 4.85; break; case 161: bar = 4.82; break; case 162: bar = 4.79; break; case 163: bar = 4.76; break; case 164: bar = 4.73; break; case 165: bar = 4.7; break; case 166: bar = 4.68; break; case 167: bar = 4.65; break; case 168: bar = 4.62; break; case 169: bar = 4.59; break; case 170: bar = 4.57; break; case 171: bar = 4.54; break; case 172: bar = 4.52; break; case 173: bar = 4.49; break; case 174: bar = 4.46; break; case 175: bar = 4.44; break; case 176: bar = 4.41; break; case 177: bar = 4.39; break; case 178: bar = 4.36; break; case 179: bar = 4.34; break; case 180: bar = 4.32; break; case 181: bar = 4.29; break; case 182: bar = 4.27; break; case 183: bar = 4.25; break; case 184: bar = 4.22; break; case 185: bar = 4.2; break; case 186: bar = 4.18; break; case 187: bar = 4.15; break; case 188: bar = 4.13; break; case 189: bar = 4.11; break; case 190: bar = 4.09; break; case 191: bar = 4.07; break; case 192: bar = 4.05; break; case 193: bar = 4.02; break; case 194: bar = 4; break; case 195: bar = 3.98; break; case 196: bar = 3.96; break; case 197: bar = 3.94; break; case 198: bar = 3.92; break; case 199: bar = 3.9; break; case 200: bar = 3.88; break; case 201: bar = 3.86; break; case 202: bar = 3.84; break; case 203: bar = 3.82; break; case 204: bar = 3.8; break; case 205: bar = 3.78; break; case 206: bar = 3.77; break; case 207: bar = 3.75; break; case 208: bar = 3.73; break; case 209: bar = 3.71; break; case 210: bar = 3.69; break; case 211: bar = 3.67; break; case 212: bar = 3.66; break; case 213: bar = 3.64; break; case 214: bar = 3.62; break; case 215: bar = 3.6; break; case 216: bar = 3.59; break; case 217: bar = 3.57; break; case 218: bar = 3.55; break; case 219: bar = 3.53; break; case 220: bar = 3.52; break; case 221: bar = 3.5; break; case 222: bar = 3.48; break; case 223: bar = 3.47; break; case 224: bar = 3.45; break; case 225: bar = 3.44; break; case 226: bar = 3.42; break; case 227: bar = 3.4; break; case 228: bar = 3.39; break; case 229: bar = 3.37; break; case 230: bar = 3.36; break; case 231: bar = 3.34; break; case 232: bar = 3.33; break; case 233: bar = 3.31; break; case 234: bar = 3.3; break; case 235: bar = 3.28; break; case 236: bar = 3.27; break; case 237: bar = 3.25; break; case 238: bar = 3.24; break; case 239: bar = 3.22; break; case 240: bar = 3.21; break; case 241: bar = 3.19; break; case 242: bar = 3.18; break; case 243: bar = 3.17; break; case 244: bar = 3.15; break; case 245: bar = 3.14; break; case 246: bar = 3.12; break; case 247: bar = 3.11; break; case 248: bar = 3.1; break; case 249: bar = 3.08; break; case 250: bar = 3.07; break; case 251: bar = 3.06; break; case 252: bar = 3.04; break; case 253: bar = 3.03; break; case 254: bar = 3.02; break; case 255: bar = 3.01; break; case 256: bar = 2.99; break; case 257: bar = 2.98; break; case 258: bar = 2.97; break; case 259: bar = 2.96; break; case 260: bar = 2.94; break; case 261: bar = 2.93; break; case 262: bar = 2.92; break; case 263: bar = 2.91; break; case 264: bar = 2.89; break; case 265: bar = 2.88; break; case 266: bar = 2.87; break; case 267: bar = 2.86; break; case 268: bar = 2.85; break; case 269: bar = 2.83; break; case 270: bar = 2.82; break; case 271: bar = 2.81; break; case 272: bar = 2.8; break; case 273: bar = 2.79; break; case 274: bar = 2.78; break; case 275: bar = 2.77; break; case 276: bar = 2.76; break; case 277: bar = 2.74; break; case 278: bar = 2.73; break; case 279: bar = 2.72; break; case 280: bar = 2.71; break; case 281: bar = 2.7; break; case 282: bar = 2.69; break; case 283: bar = 2.68; break; case 284: bar = 2.67; break; case 285: bar = 2.66; break; case 286: bar = 2.65; break; case 287: bar = 2.64; break; case 288: bar = 2.63; break; case 289: bar = 2.62; break; case 290: bar = 2.61; break; case 291: bar = 2.6; break; case 292: bar = 2.59; break; case 293: bar = 2.58; break; case 294: bar = 2.57; break; case 295: bar = 2.56; break; case 296: bar = 2.55; break; case 297: bar = 2.54; break; case 298: bar = 2.53; break; case 299: bar = 2.52; break; case 300: bar = 2.51; break; case 301: bar = 2.5; break; case 302: bar = 2.49; break; case 303: bar = 2.48; break; case 304: bar = 2.47; break; case 305: bar = 2.46; break; case 306: bar = 2.45; break; case 307: bar = 2.44; break; case 308: bar = 2.43; break; case 309: bar = 2.42; break; case 310: bar = 2.41; break; case 311: bar = 2.41; break; case 312: bar = 2.4; break; case 313: bar = 2.39; break; case 314: bar = 2.38; break; case 315: bar = 2.37; break; case 316: bar = 2.36; break; case 317: bar = 2.35; break; case 318: bar = 2.34; break; case 319: bar = 2.34; break; case 320: bar = 2.33; break; case 321: bar = 2.32; break; case 322: bar = 2.31; break; case 323: bar = 2.3; break; case 324: bar = 2.29; break; case 325: bar = 2.28; break; case 326: bar = 2.28; break; case 327: bar = 2.27; break; case 328: bar = 2.26; break; case 329: bar = 2.25; break; case 330: bar = 2.24; break; case 331: bar = 2.24; break; case 332: bar = 2.23; break; case 333: bar = 2.22; break; case 334: bar = 2.21; break; case 335: bar = 2.2; break; case 336: bar = 2.2; break; case 337: bar = 2.19; break; case 338: bar = 2.18; break; case 339: bar = 2.17; break; case 340: bar = 2.17; break; case 341: bar = 2.16; break; case 342: bar = 2.15; break; case 343: bar = 2.14; break; case 344: bar = 2.13; break; case 345: bar = 2.13; break; case 346: bar = 2.12; break; case 347: bar = 2.11; break; case 348: bar = 2.11; break; case 349: bar = 2.1; break; case 350: bar = 2.09; break; case 351: bar = 2.08; break; case 352: bar = 2.08; break; case 353: bar = 2.07; break; case 354: bar = 2.06; break; case 355: bar = 2.05; break; case 356: bar = 2.05; break; case 357: bar = 2.04; break; case 358: bar = 2.03; break; case 359: bar = 2.03; break; case 360: bar = 2.02; break; case 361: bar = 2.01; break; case 362: bar = 2.01; break; case 363: bar = 2; break; case 364: bar = 1.99; break; case 365: bar = 1.99; break; case 366: bar = 1.98; break; case 367: bar = 1.97; break; case 368: bar = 1.97; break; case 369: bar = 1.96; break; case 370: bar = 1.95; break; case 371: bar = 1.95; break; case 372: bar = 1.94; break; case 373: bar = 1.93; break; case 374: bar = 1.93; break; case 375: bar = 1.92; break; case 376: bar = 1.91; break; case 377: bar = 1.91; break; case 378: bar = 1.9; break; case 379: bar = 1.89; break; case 380: bar = 1.89; break; case 381: bar = 1.88; break; case 382: bar = 1.88; break; case 383: bar = 1.87; break; case 384: bar = 1.86; break; case 385: bar = 1.86; break; case 386: bar = 1.85; break; case 387: bar = 1.85; break; case 388: bar = 1.84; break; case 389: bar = 1.83; break; case 390: bar = 1.83; break; case 391: bar = 1.82; break; case 392: bar = 1.82; break; case 393: bar = 1.81; break; case 394: bar = 1.8; break; case 395: bar = 1.8; break; case 396: bar = 1.79; break; case 397: bar = 1.79; break; case 398: bar = 1.78; break; case 399: bar = 1.77; break; case 400: bar = 1.77; break; case 401: bar = 1.76; break; case 402: bar = 1.76; break; case 403: bar = 1.75; break; case 404: bar = 1.75; break; case 405: bar = 1.74; break; case 406: bar = 1.73; break; case 407: bar = 1.73; break; case 408: bar = 1.72; break; case 409: bar = 1.72; break; case 410: bar = 1.71; break; case 411: bar = 1.71; break; case 412: bar = 1.7; break; case 413: bar = 1.7; break; case 414: bar = 1.69; break; case 415: bar = 1.69; break; case 416: bar = 1.68; break; case 417: bar = 1.67; break; case 418: bar = 1.67; break; case 419: bar = 1.66; break; case 420: bar = 1.66; break; case 421: bar = 1.65; break; case 422: bar = 1.65; break; case 423: bar = 1.64; break; case 424: bar = 1.64; break; case 425: bar = 1.63; break; case 426: bar = 1.63; break; case 427: bar = 1.62; break; case 428: bar = 1.62; break; case 429: bar = 1.61; break; case 430: bar = 1.61; break; case 431: bar = 1.6; break; case 432: bar = 1.6; break; case 433: bar = 1.59; break; case 434: bar = 1.59; break; case 435: bar = 1.58; break; case 436: bar = 1.58; break; case 437: bar = 1.57; break; case 438: bar = 1.57; break; case 439: bar = 1.56; break; case 440: bar = 1.56; break; case 441: bar = 1.55; break; case 442: bar = 1.55; break; case 443: bar = 1.54; break; case 444: bar = 1.54; break; case 445: bar = 1.53; break; case 446: bar = 1.53; break; case 447: bar = 1.53; break; case 448: bar = 1.52; break; case 449: bar = 1.52; break; case 450: bar = 1.51; break; case 451: bar = 1.51; break; case 452: bar = 1.5; break; case 453: bar = 1.5; break; case 454: bar = 1.49; break; case 455: bar = 1.49; break; case 456: bar = 1.48; break; case 457: bar = 1.48; break; case 458: bar = 1.47; break; case 459: bar = 1.47; break; case 460: bar = 1.47; break; case 461: bar = 1.46; break; case 462: bar = 1.46; break; case 463: bar = 1.45; break; case 464: bar = 1.45; break; case 465: bar = 1.44; break; case 466: bar = 1.44; break; case 467: bar = 1.44; break; case 468: bar = 1.43; break; case 469: bar = 1.43; break; case 470: bar = 1.42; break; case 471: bar = 1.42; break; case 472: bar = 1.41; break; case 473: bar = 1.41; break; case 474: bar = 1.41; break; case 475: bar = 1.4; break; case 476: bar = 1.4; break; case 477: bar = 1.39; break; case 478: bar = 1.39; break; case 479: bar = 1.38; break; case 480: bar = 1.38; break; case 481: bar = 1.38; break; case 482: bar = 1.37; break; case 483: bar = 1.37; break; case 484: bar = 1.36; break; case 485: bar = 1.36; break; case 486: bar = 1.36; break; case 487: bar = 1.35; break; case 488: bar = 1.35; break; case 489: bar = 1.34; break; case 490: bar = 1.34; break; case 491: bar = 1.34; break; case 492: bar = 1.33; break; case 493: bar = 1.33; break; case 494: bar = 1.32; break; case 495: bar = 1.32; break; case 496: bar = 1.32; break; case 497: bar = 1.31; break; case 498: bar = 1.31; break; case 499: bar = 1.3; break; case 500: bar = 1.3; break; case 501: bar = 1.3; break; case 502: bar = 1.29; break; case 503: bar = 1.29; break; case 504: bar = 1.29; break; case 505: bar = 1.28; break; case 506: bar = 1.28; break; case 507: bar = 1.27; break; case 508: bar = 1.27; break; case 509: bar = 1.27; break; case 510: bar = 1.26; break; case 511: bar = 1.26; break; case 512: bar = 1.26; break; case 513: bar = 1.25; break; case 514: bar = 1.25; break; case 515: bar = 1.24; break; case 516: bar = 1.24; break; case 517: bar = 1.24; break; case 518: bar = 1.23; break; case 519: bar = 1.23; break; case 520: bar = 1.23; break; case 521: bar = 1.22; break; case 522: bar = 1.22; break; case 523: bar = 1.22; break; case 524: bar = 1.21; break; case 525: bar = 1.21; break; case 526: bar = 1.21; break; case 527: bar = 1.2; break; case 528: bar = 1.2; break; case 529: bar = 1.2; break; case 530: bar = 1.19; break; case 531: bar = 1.19; break; case 532: bar = 1.18; break; case 533: bar = 1.18; break; case 534: bar = 1.18; break; case 535: bar = 1.17; break; case 536: bar = 1.17; break; case 537: bar = 1.17; break; case 538: bar = 1.16; break; case 539: bar = 1.16; break; case 540: bar = 1.16; break; case 541: bar = 1.15; break; case 542: bar = 1.15; break; case 543: bar = 1.15; break; case 544: bar = 1.14; break; case 545: bar = 1.14; break; case 546: bar = 1.14; break; case 547: bar = 1.13; break; case 548: bar = 1.13; break; case 549: bar = 1.13; break; case 550: bar = 1.12; break; case 551: bar = 1.12; break; case 552: bar = 1.12; break; case 553: bar = 1.12; break; case 554: bar = 1.11; break; case 555: bar = 1.11; break; case 556: bar = 1.11; break; case 557: bar = 1.1; break; case 558: bar = 1.1; break; case 559: bar = 1.1; break; case 560: bar = 1.09; break; case 561: bar = 1.09; break; case 562: bar = 1.09; break; case 563: bar = 1.08; break; case 564: bar = 1.08; break; case 565: bar = 1.08; break; case 566: bar = 1.07; break; case 567: bar = 1.07; break; case 568: bar = 1.07; break; case 569: bar = 1.07; break; case 570: bar = 1.06; break; case 571: bar = 1.06; break; case 572: bar = 1.06; break; case 573: bar = 1.05; break; case 574: bar = 1.05; break; case 575: bar = 1.05; break; case 576: bar = 1.04; break; case 577: bar = 1.04; break; case 578: bar = 1.04; break; case 579: bar = 1.04; break; case 580: bar = 1.03; break; case 581: bar = 1.03; break; case 582: bar = 1.03; break; case 583: bar = 1.02; break; case 584: bar = 1.02; break; case 585: bar = 1.02; break; case 586: bar = 1.02; break; case 587: bar = 1.01; break; case 588: bar = 1.01; break; case 589: bar = 1.01; break; case 590: bar = 1; break; case 591: bar = 1; break; case 592: bar = 1; break; case 593: bar = 1; break; case 594: bar = 0.99; break; case 595: bar = 0.99; break; case 596: bar = 0.99; break; case 597: bar = 0.98; break; case 598: bar = 0.98; break; case 599: bar = 0.98; break; case 600: bar = 0.98; break; case 601: bar = 0.97; break; case 602: bar = 0.97; break; case 603: bar = 0.97; break; case 604: bar = 0.96; break; case 605: bar = 0.96; break; case 606: bar = 0.96; break; case 607: bar = 0.96; break; case 608: bar = 0.95; break; case 609: bar = 0.95; break; case 610: bar = 0.95; break; case 611: bar = 0.95; break; case 612: bar = 0.94; break; case 613: bar = 0.94; break; case 614: bar = 0.94; break; case 615: bar = 0.94; break; case 616: bar = 0.93; break; case 617: bar = 0.93; break; case 618: bar = 0.93; break; case 619: bar = 0.92; break; case 620: bar = 0.92; break; case 621: bar = 0.92; break; case 622: bar = 0.92; break; case 623: bar = 0.91; break; case 624: bar = 0.91; break; case 625: bar = 0.91; break; case 626: bar = 0.91; break; case 627: bar = 0.9; break; case 628: bar = 0.9; break; case 629: bar = 0.9; break; case 630: bar = 0.9; break; case 631: bar = 0.89; break; case 632: bar = 0.89; break; case 633: bar = 0.89; break; case 634: bar = 0.89; break; case 635: bar = 0.88; break; case 636: bar = 0.88; break; case 637: bar = 0.88; break; case 638: bar = 0.88; break; case 639: bar = 0.87; break; case 640: bar = 0.87; break; case 641: bar = 0.87; break; case 642: bar = 0.87; break; case 643: bar = 0.86; break; case 644: bar = 0.86; break; case 645: bar = 0.86; break; case 646: bar = 0.86; break; case 647: bar = 0.85; break; case 648: bar = 0.85; break; case 649: bar = 0.85; break; case 650: bar = 0.85; break; case 651: bar = 0.84; break; case 652: bar = 0.84; break; case 653: bar = 0.84; break; case 654: bar = 0.84; break; case 655: bar = 0.84; break; case 656: bar = 0.83; break; case 657: bar = 0.83; break; case 658: bar = 0.83; break; case 659: bar = 0.83; break; case 660: bar = 0.82; break; case 661: bar = 0.82; break; case 662: bar = 0.82; break; case 663: bar = 0.82; break; case 664: bar = 0.81; break; case 665: bar = 0.81; break; case 666: bar = 0.81; break; case 667: bar = 0.81; break; case 668: bar = 0.81; break; case 669: bar = 0.8; break; case 670: bar = 0.8; break; case 671: bar = 0.8; break; case 672: bar = 0.8; break; case 673: bar = 0.79; break; case 674: bar = 0.79; break; case 675: bar = 0.79; break; case 676: bar = 0.79; break; case 677: bar = 0.78; break; case 678: bar = 0.78; break; case 679: bar = 0.78; break; case 680: bar = 0.78; break; case 681: bar = 0.78; break; case 682: bar = 0.77; break; case 683: bar = 0.77; break; case 684: bar = 0.77; break; case 685: bar = 0.77; break; case 686: bar = 0.77; break; case 687: bar = 0.76; break; case 688: bar = 0.76; break; case 689: bar = 0.76; break; case 690: bar = 0.76; break; case 691: bar = 0.75; break; case 692: bar = 0.75; break; case 693: bar = 0.75; break; case 694: bar = 0.75; break; case 695: bar = 0.75; break; case 696: bar = 0.74; break; case 697: bar = 0.74; break; case 698: bar = 0.74; break; case 699: bar = 0.74; break; case 700: bar = 0.74; break; case 701: bar = 0.73; break; case 702: bar = 0.73; break; case 703: bar = 0.73; break; case 704: bar = 0.73; break; case 705: bar = 0.72; break; case 706: bar = 0.72; break; case 707: bar = 0.72; break; case 708: bar = 0.72; break; case 709: bar = 0.72; break; case 710: bar = 0.71; break; case 711: bar = 0.71; break; case 712: bar = 0.71; break; case 713: bar = 0.71; break; case 714: bar = 0.71; break; case 715: bar = 0.7; break; case 716: bar = 0.7; break; case 717: bar = 0.7; break; case 718: bar = 0.7; break; case 719: bar = 0.7; break; case 720: bar = 0.69; break; case 721: bar = 0.69; break; case 722: bar = 0.69; break; case 723: bar = 0.69; break; case 724: bar = 0.69; break; case 725: bar = 0.68; break; case 726: bar = 0.68; break; case 727: bar = 0.68; break; case 728: bar = 0.68; break; case 729: bar = 0.68; break; case 730: bar = 0.67; break; case 731: bar = 0.67; break; case 732: bar = 0.67; break; case 733: bar = 0.67; break; case 734: bar = 0.67; break; case 735: bar = 0.67; break; case 736: bar = 0.66; break; case 737: bar = 0.66; break; case 738: bar = 0.66; break; case 739: bar = 0.66; break; case 740: bar = 0.66; break; case 741: bar = 0.65; break; case 742: bar = 0.65; break; case 743: bar = 0.65; break; case 744: bar = 0.65; break; case 745: bar = 0.65; break; case 746: bar = 0.64; break; case 747: bar = 0.64; break; case 748: bar = 0.64; break; case 749: bar = 0.64; break; case 750: bar = 0.64; break; case 751: bar = 0.64; break; case 752: bar = 0.63; break; case 753: bar = 0.63; break; case 754: bar = 0.63; break; case 755: bar = 0.63; break; case 756: bar = 0.63; break; case 757: bar = 0.62; break; case 758: bar = 0.62; break; case 759: bar = 0.62; break; case 760: bar = 0.62; break; case 761: bar = 0.62; break; case 762: bar = 0.61; break; case 763: bar = 0.61; break; case 764: bar = 0.61; break; case 765: bar = 0.61; break; case 766: bar = 0.61; break; case 767: bar = 0.61; break; case 768: bar = 0.6; break; case 769: bar = 0.6; break; case 770: bar = 0.6; break; case 771: bar = 0.6; break; case 772: bar = 0.6; break; case 773: bar = 0.6; break; case 774: bar = 0.59; break; case 775: bar = 0.59; break; case 776: bar = 0.59; break; case 777: bar = 0.59; break; case 778: bar = 0.59; break; case 779: bar = 0.59; break; case 780: bar = 0.58; break; case 781: bar = 0.58; break; case 782: bar = 0.58; break; case 783: bar = 0.58; break; case 784: bar = 0.58; break; case 785: bar = 0.57; break; case 786: bar = 0.57; break; case 787: bar = 0.57; break; case 788: bar = 0.57; break; case 789: bar = 0.57; break; case 790: bar = 0.57; break; case 791: bar = 0.56; break; case 792: bar = 0.56; break; case 793: bar = 0.56; break; case 794: bar = 0.56; break; case 795: bar = 0.56; break; case 796: bar = 0.56; break; case 797: bar = 0.55; break; case 798: bar = 0.55; break; case 799: bar = 0.55; break; case 800: bar = 0.55; break; case 801: bar = 0.55; break; case 802: bar = 0.55; break; case 803: bar = 0.54; break; case 804: bar = 0.54; break; case 805: bar = 0.54; break; case 806: bar = 0.54; break; case 807: bar = 0.54; break; case 808: bar = 0.54; break; case 809: bar = 0.53; break; case 810: bar = 0.53; break; case 811: bar = 0.53; break; case 812: bar = 0.53; break; case 813: bar = 0.53; break; case 814: bar = 0.53; break; case 815: bar = 0.53; break; case 816: bar = 0.52; break; case 817: bar = 0.52; break; case 818: bar = 0.52; break; case 819: bar = 0.52; break; case 820: bar = 0.52; break; case 821: bar = 0.52; break; case 822: bar = 0.51; break; case 823: bar = 0.51; break; case 824: bar = 0.51; break; case 825: bar = 0.51; break; case 826: bar = 0.51; break; case 827: bar = 0.51; break; case 828: bar = 0.5; break; case 829: bar = 0.5; break; case 830: bar = 0.5; break; case 831: bar = 0.5; break; case 832: bar = 0.5; break; case 833: bar = 0.5; break; case 834: bar = 0.5; break; case 835: bar = 0.49; break; case 836: bar = 0.49; break; case 837: bar = 0.49; break; case 838: bar = 0.49; break; case 839: bar = 0.49; break; case 840: bar = 0.49; break; case 841: bar = 0.48; break; case 842: bar = 0.48; break; case 843: bar = 0.48; break; case 844: bar = 0.48; break; case 845: bar = 0.48; break; case 846: bar = 0.48; break; case 847: bar = 0.48; break; case 848: bar = 0.47; break; case 849: bar = 0.47; break; case 850: bar = 0.47; break; case 851: bar = 0.47; break; case 852: bar = 0.47; break; case 853: bar = 0.47; break; case 854: bar = 0.47; break; case 855: bar = 0.46; break; case 856: bar = 0.46; break; case 857: bar = 0.46; break; case 858: bar = 0.46; break; case 859: bar = 0.46; break; case 860: bar = 0.46; break; case 861: bar = 0.46; break; case 862: bar = 0.45; break; case 863: bar = 0.45; break; case 864: bar = 0.45; break; case 865: bar = 0.45; break; case 866: bar = 0.45; break; case 867: bar = 0.45; break; case 868: bar = 0.45; break; case 869: bar = 0.44; break; case 870: bar = 0.44; break; case 871: bar = 0.44; break; case 872: bar = 0.44; break; case 873: bar = 0.44; break; case 874: bar = 0.44; break; case 875: bar = 0.44; break; case 876: bar = 0.43; break; case 877: bar = 0.43; break; case 878: bar = 0.43; break; case 879: bar = 0.43; break; case 880: bar = 0.43; break; case 881: bar = 0.43; break; case 882: bar = 0.43; break; case 883: bar = 0.42; break; case 884: bar = 0.42; break; case 885: bar = 0.42; break; case 886: bar = 0.42; break; case 887: bar = 0.42; break; case 888: bar = 0.42; break; case 889: bar = 0.42; break; case 890: bar = 0.41; break; case 891: bar = 0.41; break; case 892: bar = 0.41; break; case 893: bar = 0.41; break; case 894: bar = 0.41; break; case 895: bar = 0.41; break; case 896: bar = 0.41; break; case 897: bar = 0.41; break; case 898: bar = 0.4; break; case 899: bar = 0.4; break; case 900: bar = 0.4; break; case 901: bar = 0.4; break; case 902: bar = 0.4; break; case 903: bar = 0.4; break; case 904: bar = 0.4; break; case 905: bar = 0.39; break; case 906: bar = 0.39; break; case 907: bar = 0.39; break; case 908: bar = 0.39; break; case 909: bar = 0.39; break; case 910: bar = 0.39; break; case 911: bar = 0.39; break; case 912: bar = 0.39; break; case 913: bar = 0.38; break; case 914: bar = 0.38; break; case 915: bar = 0.38; break; case 916: bar = 0.38; break; case 917: bar = 0.38; break; case 918: bar = 0.38; break; case 919: bar = 0.38; break; case 920: bar = 0.38; break; case 921: bar = 0.37; break; case 922: bar = 0.37; break; case 923: bar = 0.37; break; case 924: bar = 0.37; break; case 925: bar = 0.37; break; case 926: bar = 0.37; break; case 927: bar = 0.37; break; case 928: bar = 0.37; break; case 929: bar = 0.36; break; case 930: bar = 0.36; break; case 931: bar = 0.36; break; case 932: bar = 0.36; break; case 933: bar = 0.36; break; case 934: bar = 0.36; break; case 935: bar = 0.36; break; case 936: bar = 0.36; break; case 937: bar = 0.35; break; case 938: bar = 0.35; break; case 939: bar = 0.35; break; case 940: bar = 0.35; break; case 941: bar = 0.35; break; case 942: bar = 0.35; break; case 943: bar = 0.35; break; case 944: bar = 0.35; break; case 945: bar = 0.34; break; case 946: bar = 0.34; break; case 947: bar = 0.34; break; case 948: bar = 0.34; break; case 949: bar = 0.34; break; case 950: bar = 0.34; break; case 951: bar = 0.34; break; case 952: bar = 0.34; break; case 953: bar = 0.33; break; case 954: bar = 0.33; break; case 955: bar = 0.33; break; case 956: bar = 0.33; break; case 957: bar = 0.33; break; case 958: bar = 0.33; break; case 959: bar = 0.33; break; case 960: bar = 0.33; break; case 961: bar = 0.32; break; case 962: bar = 0.32; break; case 963: bar = 0.32; break; case 964: bar = 0.32; break; case 965: bar = 0.32; break; case 966: bar = 0.32; break; case 967: bar = 0.32; break; case 968: bar = 0.32; break; case 969: bar = 0.32; break; case 970: bar = 0.31; break; case 971: bar = 0.31; break; case 972: bar = 0.31; break; case 973: bar = 0.31; break; case 974: bar = 0.31; break; case 975: bar = 0.31; break; case 976: bar = 0.31; break; case 977: bar = 0.31; break; case 978: bar = 0.3; break; case 979: bar = 0.3; break; case 980: bar = 0.3; break; case 981: bar = 0.3; break; case 982: bar = 0.3; break; case 983: bar = 0.3; break; case 984: bar = 0.3; break; case 985: bar = 0.3; break; case 986: bar = 0.3; break; case 987: bar = 0.29; break; case 988: bar = 0.29; break; case 989: bar = 0.29; break; case 990: bar = 0.29; break; case 991: bar = 0.29; break; case 992: bar = 0.29; break; case 993: bar = 0.29; break; case 994: bar = 0.29; break; case 995: bar = 0.29; break; case 996: bar = 0.28; break; case 997: bar = 0.28; break; case 998: bar = 0.28; break; case 999: bar = 0.28; break; case 1000: bar = 0.28; break; case 1001: bar = 0.28; break; case 1002: bar = 0.28; break; case 1003: bar = 0.28; break; case 1004: bar = 0.28; break; case 1005: bar = 0.27; break; case 1006: bar = 0.27; break; case 1007: bar = 0.27; break; case 1008: bar = 0.27; break; case 1009: bar = 0.27; break; case 1010: bar = 0.27; break; case 1011: bar = 0.27; break; case 1012: bar = 0.27; break; case 1013: bar = 0.27; break; case 1014: bar = 0.26; break; case 1015: bar = 0.26; break; case 1016: bar = 0.26; break; case 1017: bar = 0.26; break; case 1018: bar = 0.26; break; case 1019: bar = 0.26; break; case 1020: bar = 0.26; break; case 1021: bar = 0.26; break; case 1022: bar = 0.26; break; case 1023: bar = 0.26; break; case 1024: bar = 0.25; break;
case 3: bar = 120.19; break; | case 3: bar = 120.19; break; case 4: bar = 98.51; break; case 5: bar = 84.05; break; case 6: bar = 73.63; break; case 7: bar = 65.72; break; case 8: bar = 59.49; break; case 9: bar = 54.44; break; case 10: bar = 50.25; break; case 11: bar = 46.72; break; case 12: bar = 43.69; break; case 13: bar = 41.07; break; case 14: bar = 38.77; break; case 15: bar = 36.73; break; case 16: bar = 34.92; break; case 17: bar = 33.29; break; case 18: bar = 31.82; break; case 19: bar = 30.49; break; case 20: bar = 29.27; break; case 21: bar = 28.15; break; case 22: bar = 27.12; break; case 23: bar = 26.17; break; case 24: bar = 25.29; break; case 25: bar = 24.47; break; case 26: bar = 23.71; break; case 27: bar = 22.99; break; case 28: bar = 22.32; break; case 29: bar = 21.69; break; case 30: bar = 21.1; break; case 31: bar = 20.54; break; case 32: bar = 20.02; break; case 33: bar = 19.52; break; case 34: bar = 19.04; break; case 35: bar = 18.59; break; case 36: bar = 18.16; break; case 37: bar = 17.76; break; case 38: bar = 17.37; break; case 39: bar = 17; break; case 40: bar = 16.64; break; case 41: bar = 16.3; break; case 42: bar = 15.98; break; case 43: bar = 15.67; break; case 44: bar = 15.37; break; case 45: bar = 15.08; break; case 46: bar = 14.81; break; case 47: bar = 14.54; break; case 48: bar = 14.28; break; case 49: bar = 14.04; break; case 50: bar = 13.8; break; case 51: bar = 13.57; break; case 52: bar = 13.35; break; case 53: bar = 13.13; break; case 54: bar = 12.93; break; case 55: bar = 12.73; break; case 56: bar = 12.53; break; case 57: bar = 12.34; break; case 58: bar = 12.16; break; case 59: bar = 11.98; break; case 60: bar = 11.81; break; case 61: bar = 11.65; break; case 62: bar = 11.48; break; case 63: bar = 11.33; break; case 64: bar = 11.17; break; case 65: bar = 11.02; break; case 66: bar = 10.88; break; case 67: bar = 10.74; break; case 68: bar = 10.6; break; case 69: bar = 10.47; break; case 70: bar = 10.34; break; case 71: bar = 10.21; break; case 72: bar = 10.09; break; case 73: bar = 9.97; break; case 74: bar = 9.85; break; case 75: bar = 9.73; break; case 76: bar = 9.62; break; case 77: bar = 9.51; break; case 78: bar = 9.4; break; case 79: bar = 9.3; break; case 80: bar = 9.19; break; case 81: bar = 9.09; break; case 82: bar = 9; break; case 83: bar = 8.9; break; case 84: bar = 8.81; break; case 85: bar = 8.71; break; case 86: bar = 8.62; break; case 87: bar = 8.53; break; case 88: bar = 8.45; break; case 89: bar = 8.36; break; case 90: bar = 8.28; break; case 91: bar = 8.2; break; case 92: bar = 8.12; break; case 93: bar = 8.04; break; case 94: bar = 7.96; break; case 95: bar = 7.89; break; case 96: bar = 7.81; break; case 97: bar = 7.74; break; case 98: bar = 7.67; break; case 99: bar = 7.6; break; case 100: bar = 7.53; break; case 101: bar = 7.46; break; case 102: bar = 7.4; break; case 103: bar = 7.33; break; case 104: bar = 7.27; break; case 105: bar = 7.2; break; case 106: bar = 7.14; break; case 107: bar = 7.08; break; case 108: bar = 7.02; break; case 109: bar = 6.96; break; case 110: bar = 6.9; break; case 111: bar = 6.85; break; case 112: bar = 6.79; break; case 113: bar = 6.74; break; case 114: bar = 6.68; break; case 115: bar = 6.63; break; case 116: bar = 6.57; break; case 117: bar = 6.52; break; case 118: bar = 6.47; break; case 119: bar = 6.42; break; case 120: bar = 6.37; break; case 121: bar = 6.32; break; case 122: bar = 6.27; break; case 123: bar = 6.23; break; case 124: bar = 6.18; break; case 125: bar = 6.13; break; case 126: bar = 6.09; break; case 127: bar = 6.04; break; case 128: bar = 6; break; case 129: bar = 5.95; break; case 130: bar = 5.91; break; case 131: bar = 5.87; break; case 132: bar = 5.83; break; case 133: bar = 5.79; break; case 134: bar = 5.75; break; case 135: bar = 5.71; break; case 136: bar = 5.67; break; case 137: bar = 5.63; break; case 138: bar = 5.59; break; case 139: bar = 5.55; break; case 140: bar = 5.51; break; case 141: bar = 5.47; break; case 142: bar = 5.44; break; case 143: bar = 5.4; break; case 144: bar = 5.37; break; case 145: bar = 5.33; break; case 146: bar = 5.3; break; case 147: bar = 5.26; break; case 148: bar = 5.23; break; case 149: bar = 5.19; break; case 150: bar = 5.16; break; case 151: bar = 5.13; break; case 152: bar = 5.09; break; case 153: bar = 5.06; break; case 154: bar = 5.03; break; case 155: bar = 5; break; case 156: bar = 4.97; break; case 157: bar = 4.94; break; case 158: bar = 4.91; break; case 159: bar = 4.88; break; case 160: bar = 4.85; break; case 161: bar = 4.82; break; case 162: bar = 4.79; break; case 163: bar = 4.76; break; case 164: bar = 4.73; break; case 165: bar = 4.7; break; case 166: bar = 4.68; break; case 167: bar = 4.65; break; case 168: bar = 4.62; break; case 169: bar = 4.59; break; case 170: bar = 4.57; break; case 171: bar = 4.54; break; case 172: bar = 4.52; break; case 173: bar = 4.49; break; case 174: bar = 4.46; break; case 175: bar = 4.44; break; case 176: bar = 4.41; break; case 177: bar = 4.39; break; case 178: bar = 4.36; break; case 179: bar = 4.34; break; case 180: bar = 4.32; break; case 181: bar = 4.29; break; case 182: bar = 4.27; break; case 183: bar = 4.25; break; case 184: bar = 4.22; break; case 185: bar = 4.2; break; case 186: bar = 4.18; break; case 187: bar = 4.15; break; case 188: bar = 4.13; break; case 189: bar = 4.11; break; case 190: bar = 4.09; break; case 191: bar = 4.07; break; case 192: bar = 4.05; break; case 193: bar = 4.02; break; case 194: bar = 4; break; case 195: bar = 3.98; break; case 196: bar = 3.96; break; case 197: bar = 3.94; break; case 198: bar = 3.92; break; case 199: bar = 3.9; break; case 200: bar = 3.88; break; case 201: bar = 3.86; break; case 202: bar = 3.84; break; case 203: bar = 3.82; break; case 204: bar = 3.8; break; case 205: bar = 3.78; break; case 206: bar = 3.77; break; case 207: bar = 3.75; break; case 208: bar = 3.73; break; case 209: bar = 3.71; break; case 210: bar = 3.69; break; case 211: bar = 3.67; break; case 212: bar = 3.66; break; case 213: bar = 3.64; break; case 214: bar = 3.62; break; case 215: bar = 3.6; break; case 216: bar = 3.59; break; case 217: bar = 3.57; break; case 218: bar = 3.55; break; case 219: bar = 3.53; break; case 220: bar = 3.52; break; case 221: bar = 3.5; break; case 222: bar = 3.48; break; case 223: bar = 3.47; break; case 224: bar = 3.45; break; case 225: bar = 3.44; break; case 226: bar = 3.42; break; case 227: bar = 3.4; break; case 228: bar = 3.39; break; case 229: bar = 3.37; break; case 230: bar = 3.36; break; case 231: bar = 3.34; break; case 232: bar = 3.33; break; case 233: bar = 3.31; break; case 234: bar = 3.3; break; case 235: bar = 3.28; break; case 236: bar = 3.27; break; case 237: bar = 3.25; break; case 238: bar = 3.24; break; case 239: bar = 3.22; break; case 240: bar = 3.21; break; case 241: bar = 3.19; break; case 242: bar = 3.18; break; case 243: bar = 3.17; break; case 244: bar = 3.15; break; case 245: bar = 3.14; break; case 246: bar = 3.12; break; case 247: bar = 3.11; break; case 248: bar = 3.1; break; case 249: bar = 3.08; break; case 250: bar = 3.07; break; case 251: bar = 3.06; break; case 252: bar = 3.04; break; case 253: bar = 3.03; break; case 254: bar = 3.02; break; case 255: bar = 3.01; break; case 256: bar = 2.99; break; case 257: bar = 2.98; break; case 258: bar = 2.97; break; case 259: bar = 2.96; break; case 260: bar = 2.94; break; case 261: bar = 2.93; break; case 262: bar = 2.92; break; case 263: bar = 2.91; break; case 264: bar = 2.89; break; case 265: bar = 2.88; break; case 266: bar = 2.87; break; case 267: bar = 2.86; break; case 268: bar = 2.85; break; case 269: bar = 2.83; break; case 270: bar = 2.82; break; case 271: bar = 2.81; break; case 272: bar = 2.8; break; case 273: bar = 2.79; break; case 274: bar = 2.78; break; case 275: bar = 2.77; break; case 276: bar = 2.76; break; case 277: bar = 2.74; break; case 278: bar = 2.73; break; case 279: bar = 2.72; break; case 280: bar = 2.71; break; case 281: bar = 2.7; break; case 282: bar = 2.69; break; case 283: bar = 2.68; break; case 284: bar = 2.67; break; case 285: bar = 2.66; break; case 286: bar = 2.65; break; case 287: bar = 2.64; break; case 288: bar = 2.63; break; case 289: bar = 2.62; break; case 290: bar = 2.61; break; case 291: bar = 2.6; break; case 292: bar = 2.59; break; case 293: bar = 2.58; break; case 294: bar = 2.57; break; case 295: bar = 2.56; break; case 296: bar = 2.55; break; case 297: bar = 2.54; break; case 298: bar = 2.53; break; case 299: bar = 2.52; break; case 300: bar = 2.51; break; case 301: bar = 2.5; break; case 302: bar = 2.49; break; case 303: bar = 2.48; break; case 304: bar = 2.47; break; case 305: bar = 2.46; break; case 306: bar = 2.45; break; case 307: bar = 2.44; break; case 308: bar = 2.43; break; case 309: bar = 2.42; break; case 310: bar = 2.41; break; case 311: bar = 2.41; break; case 312: bar = 2.4; break; case 313: bar = 2.39; break; case 314: bar = 2.38; break; case 315: bar = 2.37; break; case 316: bar = 2.36; break; case 317: bar = 2.35; break; case 318: bar = 2.34; break; case 319: bar = 2.34; break; case 320: bar = 2.33; break; case 321: bar = 2.32; break; case 322: bar = 2.31; break; case 323: bar = 2.3; break; case 324: bar = 2.29; break; case 325: bar = 2.28; break; case 326: bar = 2.28; break; case 327: bar = 2.27; break; case 328: bar = 2.26; break; case 329: bar = 2.25; break; case 330: bar = 2.24; break; case 331: bar = 2.24; break; case 332: bar = 2.23; break; case 333: bar = 2.22; break; case 334: bar = 2.21; break; case 335: bar = 2.2; break; case 336: bar = 2.2; break; case 337: bar = 2.19; break; case 338: bar = 2.18; break; case 339: bar = 2.17; break; case 340: bar = 2.17; break; case 341: bar = 2.16; break; case 342: bar = 2.15; break; case 343: bar = 2.14; break; case 344: bar = 2.13; break; case 345: bar = 2.13; break; case 346: bar = 2.12; break; case 347: bar = 2.11; break; case 348: bar = 2.11; break; case 349: bar = 2.1; break; case 350: bar = 2.09; break; case 351: bar = 2.08; break; case 352: bar = 2.08; break; case 353: bar = 2.07; break; case 354: bar = 2.06; break; case 355: bar = 2.05; break; case 356: bar = 2.05; break; case 357: bar = 2.04; break; case 358: bar = 2.03; break; case 359: bar = 2.03; break; case 360: bar = 2.02; break; case 361: bar = 2.01; break; case 362: bar = 2.01; break; case 363: bar = 2; break; case 364: bar = 1.99; break; case 365: bar = 1.99; break; case 366: bar = 1.98; break; case 367: bar = 1.97; break; case 368: bar = 1.97; break; case 369: bar = 1.96; break; case 370: bar = 1.95; break; case 371: bar = 1.95; break; case 372: bar = 1.94; break; case 373: bar = 1.93; break; case 374: bar = 1.93; break; case 375: bar = 1.92; break; case 376: bar = 1.91; break; case 377: bar = 1.91; break; case 378: bar = 1.9; break; case 379: bar = 1.89; break; case 380: bar = 1.89; break; case 381: bar = 1.88; break; case 382: bar = 1.88; break; case 383: bar = 1.87; break; case 384: bar = 1.86; break; case 385: bar = 1.86; break; case 386: bar = 1.85; break; case 387: bar = 1.85; break; case 388: bar = 1.84; break; case 389: bar = 1.83; break; case 390: bar = 1.83; break; case 391: bar = 1.82; break; case 392: bar = 1.82; break; case 393: bar = 1.81; break; case 394: bar = 1.8; break; case 395: bar = 1.8; break; case 396: bar = 1.79; break; case 397: bar = 1.79; break; case 398: bar = 1.78; break; case 399: bar = 1.77; break; case 400: bar = 1.77; break; case 401: bar = 1.76; break; case 402: bar = 1.76; break; case 403: bar = 1.75; break; case 404: bar = 1.75; break; case 405: bar = 1.74; break; case 406: bar = 1.73; break; case 407: bar = 1.73; break; case 408: bar = 1.72; break; case 409: bar = 1.72; break; case 410: bar = 1.71; break; case 411: bar = 1.71; break; case 412: bar = 1.7; break; case 413: bar = 1.7; break; case 414: bar = 1.69; break; case 415: bar = 1.69; break; case 416: bar = 1.68; break; case 417: bar = 1.67; break; case 418: bar = 1.67; break; case 419: bar = 1.66; break; case 420: bar = 1.66; break; case 421: bar = 1.65; break; case 422: bar = 1.65; break; case 423: bar = 1.64; break; case 424: bar = 1.64; break; case 425: bar = 1.63; break; case 426: bar = 1.63; break; case 427: bar = 1.62; break; case 428: bar = 1.62; break; case 429: bar = 1.61; break; case 430: bar = 1.61; break; case 431: bar = 1.6; break; case 432: bar = 1.6; break; case 433: bar = 1.59; break; case 434: bar = 1.59; break; case 435: bar = 1.58; break; case 436: bar = 1.58; break; case 437: bar = 1.57; break; case 438: bar = 1.57; break; case 439: bar = 1.56; break; case 440: bar = 1.56; break; case 441: bar = 1.55; break; case 442: bar = 1.55; break; case 443: bar = 1.54; break; case 444: bar = 1.54; break; case 445: bar = 1.53; break; case 446: bar = 1.53; break; case 447: bar = 1.53; break; case 448: bar = 1.52; break; case 449: bar = 1.52; break; case 450: bar = 1.51; break; case 451: bar = 1.51; break; case 452: bar = 1.5; break; case 453: bar = 1.5; break; case 454: bar = 1.49; break; case 455: bar = 1.49; break; case 456: bar = 1.48; break; case 457: bar = 1.48; break; case 458: bar = 1.47; break; case 459: bar = 1.47; break; case 460: bar = 1.47; break; case 461: bar = 1.46; break; case 462: bar = 1.46; break; case 463: bar = 1.45; break; case 464: bar = 1.45; break; case 465: bar = 1.44; break; case 466: bar = 1.44; break; case 467: bar = 1.44; break; case 468: bar = 1.43; break; case 469: bar = 1.43; break; case 470: bar = 1.42; break; case 471: bar = 1.42; break; case 472: bar = 1.41; break; case 473: bar = 1.41; break; case 474: bar = 1.41; break; case 475: bar = 1.4; break; case 476: bar = 1.4; break; case 477: bar = 1.39; break; case 478: bar = 1.39; break; case 479: bar = 1.38; break; case 480: bar = 1.38; break; case 481: bar = 1.38; break; case 482: bar = 1.37; break; case 483: bar = 1.37; break; case 484: bar = 1.36; break; case 485: bar = 1.36; break; case 486: bar = 1.36; break; case 487: bar = 1.35; break; case 488: bar = 1.35; break; case 489: bar = 1.34; break; case 490: bar = 1.34; break; case 491: bar = 1.34; break; case 492: bar = 1.33; break; case 493: bar = 1.33; break; case 494: bar = 1.32; break; case 495: bar = 1.32; break; case 496: bar = 1.32; break; case 497: bar = 1.31; break; case 498: bar = 1.31; break; case 499: bar = 1.3; break; case 500: bar = 1.3; break; case 501: bar = 1.3; break; case 502: bar = 1.29; break; case 503: bar = 1.29; break; case 504: bar = 1.29; break; case 505: bar = 1.28; break; case 506: bar = 1.28; break; case 507: bar = 1.27; break; case 508: bar = 1.27; break; case 509: bar = 1.27; break; case 510: bar = 1.26; break; case 511: bar = 1.26; break; case 512: bar = 1.26; break; case 513: bar = 1.25; break; case 514: bar = 1.25; break; case 515: bar = 1.24; break; case 516: bar = 1.24; break; case 517: bar = 1.24; break; case 518: bar = 1.23; break; case 519: bar = 1.23; break; case 520: bar = 1.23; break; case 521: bar = 1.22; break; case 522: bar = 1.22; break; case 523: bar = 1.22; break; case 524: bar = 1.21; break; case 525: bar = 1.21; break; case 526: bar = 1.21; break; case 527: bar = 1.2; break; case 528: bar = 1.2; break; case 529: bar = 1.2; break; case 530: bar = 1.19; break; case 531: bar = 1.19; break; case 532: bar = 1.18; break; case 533: bar = 1.18; break; case 534: bar = 1.18; break; case 535: bar = 1.17; break; case 536: bar = 1.17; break; case 537: bar = 1.17; break; case 538: bar = 1.16; break; case 539: bar = 1.16; break; case 540: bar = 1.16; break; case 541: bar = 1.15; break; case 542: bar = 1.15; break; case 543: bar = 1.15; break; case 544: bar = 1.14; break; case 545: bar = 1.14; break; case 546: bar = 1.14; break; case 547: bar = 1.13; break; case 548: bar = 1.13; break; case 549: bar = 1.13; break; case 550: bar = 1.12; break; case 551: bar = 1.12; break; case 552: bar = 1.12; break; case 553: bar = 1.12; break; case 554: bar = 1.11; break; case 555: bar = 1.11; break; case 556: bar = 1.11; break; case 557: bar = 1.1; break; case 558: bar = 1.1; break; case 559: bar = 1.1; break; case 560: bar = 1.09; break; case 561: bar = 1.09; break; case 562: bar = 1.09; break; case 563: bar = 1.08; break; case 564: bar = 1.08; break; case 565: bar = 1.08; break; case 566: bar = 1.07; break; case 567: bar = 1.07; break; case 568: bar = 1.07; break; case 569: bar = 1.07; break; case 570: bar = 1.06; break; case 571: bar = 1.06; break; case 572: bar = 1.06; break; case 573: bar = 1.05; break; case 574: bar = 1.05; break; case 575: bar = 1.05; break; case 576: bar = 1.04; break; case 577: bar = 1.04; break; case 578: bar = 1.04; break; case 579: bar = 1.04; break; case 580: bar = 1.03; break; case 581: bar = 1.03; break; case 582: bar = 1.03; break; case 583: bar = 1.02; break; case 584: bar = 1.02; break; case 585: bar = 1.02; break; case 586: bar = 1.02; break; case 587: bar = 1.01; break; case 588: bar = 1.01; break; case 589: bar = 1.01; break; case 590: bar = 1; break; case 591: bar = 1; break; case 592: bar = 1; break; case 593: bar = 1; break; case 594: bar = 0.99; break; case 595: bar = 0.99; break; case 596: bar = 0.99; break; case 597: bar = 0.98; break; case 598: bar = 0.98; break; case 599: bar = 0.98; break; case 600: bar = 0.98; break; case 601: bar = 0.97; break; case 602: bar = 0.97; break; case 603: bar = 0.97; break; case 604: bar = 0.96; break; case 605: bar = 0.96; break; case 606: bar = 0.96; break; case 607: bar = 0.96; break; case 608: bar = 0.95; break; case 609: bar = 0.95; break; case 610: bar = 0.95; break; case 611: bar = 0.95; break; case 612: bar = 0.94; break; case 613: bar = 0.94; break; case 614: bar = 0.94; break; case 615: bar = 0.94; break; case 616: bar = 0.93; break; case 617: bar = 0.93; break; case 618: bar = 0.93; break; case 619: bar = 0.92; break; case 620: bar = 0.92; break; case 621: bar = 0.92; break; case 622: bar = 0.92; break; case 623: bar = 0.91; break; case 624: bar = 0.91; break; case 625: bar = 0.91; break; case 626: bar = 0.91; break; case 627: bar = 0.9; break; case 628: bar = 0.9; break; case 629: bar = 0.9; break; case 630: bar = 0.9; break; case 631: bar = 0.89; break; case 632: bar = 0.89; break; case 633: bar = 0.89; break; case 634: bar = 0.89; break; case 635: bar = 0.88; break; case 636: bar = 0.88; break; case 637: bar = 0.88; break; case 638: bar = 0.88; break; case 639: bar = 0.87; break; case 640: bar = 0.87; break; case 641: bar = 0.87; break; case 642: bar = 0.87; break; case 643: bar = 0.86; break; case 644: bar = 0.86; break; case 645: bar = 0.86; break; case 646: bar = 0.86; break; case 647: bar = 0.85; break; case 648: bar = 0.85; break; case 649: bar = 0.85; break; case 650: bar = 0.85; break; case 651: bar = 0.84; break; case 652: bar = 0.84; break; case 653: bar = 0.84; break; case 654: bar = 0.84; break; case 655: bar = 0.84; break; case 656: bar = 0.83; break; case 657: bar = 0.83; break; case 658: bar = 0.83; break; case 659: bar = 0.83; break; case 660: bar = 0.82; break; case 661: bar = 0.82; break; case 662: bar = 0.82; break; case 663: bar = 0.82; break; case 664: bar = 0.81; break; case 665: bar = 0.81; break; case 666: bar = 0.81; break; case 667: bar = 0.81; break; case 668: bar = 0.81; break; case 669: bar = 0.8; break; case 670: bar = 0.8; break; case 671: bar = 0.8; break; case 672: bar = 0.8; break; case 673: bar = 0.79; break; case 674: bar = 0.79; break; case 675: bar = 0.79; break; case 676: bar = 0.79; break; case 677: bar = 0.78; break; case 678: bar = 0.78; break; case 679: bar = 0.78; break; case 680: bar = 0.78; break; case 681: bar = 0.78; break; case 682: bar = 0.77; break; case 683: bar = 0.77; break; case 684: bar = 0.77; break; case 685: bar = 0.77; break; case 686: bar = 0.77; break; case 687: bar = 0.76; break; case 688: bar = 0.76; break; case 689: bar = 0.76; break; case 690: bar = 0.76; break; case 691: bar = 0.75; break; case 692: bar = 0.75; break; case 693: bar = 0.75; break; case 694: bar = 0.75; break; case 695: bar = 0.75; break; case 696: bar = 0.74; break; case 697: bar = 0.74; break; case 698: bar = 0.74; break; case 699: bar = 0.74; break; case 700: bar = 0.74; break; case 701: bar = 0.73; break; case 702: bar = 0.73; break; case 703: bar = 0.73; break; case 704: bar = 0.73; break; case 705: bar = 0.72; break; case 706: bar = 0.72; break; case 707: bar = 0.72; break; case 708: bar = 0.72; break; case 709: bar = 0.72; break; case 710: bar = 0.71; break; case 711: bar = 0.71; break; case 712: bar = 0.71; break; case 713: bar = 0.71; break; case 714: bar = 0.71; break; case 715: bar = 0.7; break; case 716: bar = 0.7; break; case 717: bar = 0.7; break; case 718: bar = 0.7; break; case 719: bar = 0.7; break; case 720: bar = 0.69; break; case 721: bar = 0.69; break; case 722: bar = 0.69; break; case 723: bar = 0.69; break; case 724: bar = 0.69; break; case 725: bar = 0.68; break; case 726: bar = 0.68; break; case 727: bar = 0.68; break; case 728: bar = 0.68; break; case 729: bar = 0.68; break; case 730: bar = 0.67; break; case 731: bar = 0.67; break; case 732: bar = 0.67; break; case 733: bar = 0.67; break; case 734: bar = 0.67; break; case 735: bar = 0.67; break; case 736: bar = 0.66; break; case 737: bar = 0.66; break; case 738: bar = 0.66; break; case 739: bar = 0.66; break; case 740: bar = 0.66; break; case 741: bar = 0.65; break; case 742: bar = 0.65; break; case 743: bar = 0.65; break; case 744: bar = 0.65; break; case 745: bar = 0.65; break; case 746: bar = 0.64; break; case 747: bar = 0.64; break; case 748: bar = 0.64; break; case 749: bar = 0.64; break; case 750: bar = 0.64; break; case 751: bar = 0.64; break; case 752: bar = 0.63; break; case 753: bar = 0.63; break; case 754: bar = 0.63; break; case 755: bar = 0.63; break; case 756: bar = 0.63; break; case 757: bar = 0.62; break; case 758: bar = 0.62; break; case 759: bar = 0.62; break; case 760: bar = 0.62; break; case 761: bar = 0.62; break; case 762: bar = 0.61; break; case 763: bar = 0.61; break; case 764: bar = 0.61; break; case 765: bar = 0.61; break; case 766: bar = 0.61; break; case 767: bar = 0.61; break; case 768: bar = 0.6; break; case 769: bar = 0.6; break; case 770: bar = 0.6; break; case 771: bar = 0.6; break; case 772: bar = 0.6; break; case 773: bar = 0.6; break; case 774: bar = 0.59; break; case 775: bar = 0.59; break; case 776: bar = 0.59; break; case 777: bar = 0.59; break; case 778: bar = 0.59; break; case 779: bar = 0.59; break; case 780: bar = 0.58; break; case 781: bar = 0.58; break; case 782: bar = 0.58; break; case 783: bar = 0.58; break; case 784: bar = 0.58; break; case 785: bar = 0.57; break; case 786: bar = 0.57; break; case 787: bar = 0.57; break; case 788: bar = 0.57; break; case 789: bar = 0.57; break; case 790: bar = 0.57; break; case 791: bar = 0.56; break; case 792: bar = 0.56; break; case 793: bar = 0.56; break; case 794: bar = 0.56; break; case 795: bar = 0.56; break; case 796: bar = 0.56; break; case 797: bar = 0.55; break; case 798: bar = 0.55; break; case 799: bar = 0.55; break; case 800: bar = 0.55; break; case 801: bar = 0.55; break; case 802: bar = 0.55; break; case 803: bar = 0.54; break; case 804: bar = 0.54; break; case 805: bar = 0.54; break; case 806: bar = 0.54; break; case 807: bar = 0.54; break; case 808: bar = 0.54; break; case 809: bar = 0.53; break; case 810: bar = 0.53; break; case 811: bar = 0.53; break; case 812: bar = 0.53; break; case 813: bar = 0.53; break; case 814: bar = 0.53; break; case 815: bar = 0.53; break; case 816: bar = 0.52; break; case 817: bar = 0.52; break; case 818: bar = 0.52; break; case 819: bar = 0.52; break; case 820: bar = 0.52; break; case 821: bar = 0.52; break; case 822: bar = 0.51; break; case 823: bar = 0.51; break; case 824: bar = 0.51; break; case 825: bar = 0.51; break; case 826: bar = 0.51; break; case 827: bar = 0.51; break; case 828: bar = 0.5; break; case 829: bar = 0.5; break; case 830: bar = 0.5; break; case 831: bar = 0.5; break; case 832: bar = 0.5; break; case 833: bar = 0.5; break; case 834: bar = 0.5; break; case 835: bar = 0.49; break; case 836: bar = 0.49; break; case 837: bar = 0.49; break; case 838: bar = 0.49; break; case 839: bar = 0.49; break; case 840: bar = 0.49; break; case 841: bar = 0.48; break; case 842: bar = 0.48; break; case 843: bar = 0.48; break; case 844: bar = 0.48; break; case 845: bar = 0.48; break; case 846: bar = 0.48; break; case 847: bar = 0.48; break; case 848: bar = 0.47; break; case 849: bar = 0.47; break; case 850: bar = 0.47; break; case 851: bar = 0.47; break; case 852: bar = 0.47; break; case 853: bar = 0.47; break; case 854: bar = 0.47; break; case 855: bar = 0.46; break; case 856: bar = 0.46; break; case 857: bar = 0.46; break; case 858: bar = 0.46; break; case 859: bar = 0.46; break; case 860: bar = 0.46; break; case 861: bar = 0.46; break; case 862: bar = 0.45; break; case 863: bar = 0.45; break; case 864: bar = 0.45; break; case 865: bar = 0.45; break; case 866: bar = 0.45; break; case 867: bar = 0.45; break; case 868: bar = 0.45; break; case 869: bar = 0.44; break; case 870: bar = 0.44; break; case 871: bar = 0.44; break; case 872: bar = 0.44; break; case 873: bar = 0.44; break; case 874: bar = 0.44; break; case 875: bar = 0.44; break; case 876: bar = 0.43; break; case 877: bar = 0.43; break; case 878: bar = 0.43; break; case 879: bar = 0.43; break; case 880: bar = 0.43; break; case 881: bar = 0.43; break; case 882: bar = 0.43; break; case 883: bar = 0.42; break; case 884: bar = 0.42; break; case 885: bar = 0.42; break; case 886: bar = 0.42; break; case 887: bar = 0.42; break; case 888: bar = 0.42; break; case 889: bar = 0.42; break; case 890: bar = 0.41; break; case 891: bar = 0.41; break; case 892: bar = 0.41; break; case 893: bar = 0.41; break; case 894: bar = 0.41; break; case 895: bar = 0.41; break; case 896: bar = 0.41; break; case 897: bar = 0.41; break; case 898: bar = 0.4; break; case 899: bar = 0.4; break; case 900: bar = 0.4; break; case 901: bar = 0.4; break; case 902: bar = 0.4; break; case 903: bar = 0.4; break; case 904: bar = 0.4; break; case 905: bar = 0.39; break; case 906: bar = 0.39; break; case 907: bar = 0.39; break; case 908: bar = 0.39; break; case 909: bar = 0.39; break; case 910: bar = 0.39; break; case 911: bar = 0.39; break; case 912: bar = 0.39; break; case 913: bar = 0.38; break; case 914: bar = 0.38; break; case 915: bar = 0.38; break; case 916: bar = 0.38; break; case 917: bar = 0.38; break; case 918: bar = 0.38; break; case 919: bar = 0.38; break; case 920: bar = 0.38; break; case 921: bar = 0.37; break; case 922: bar = 0.37; break; case 923: bar = 0.37; break; case 924: bar = 0.37; break; case 925: bar = 0.37; break; case 926: bar = 0.37; break; case 927: bar = 0.37; break; case 928: bar = 0.37; break; case 929: bar = 0.36; break; case 930: bar = 0.36; break; case 931: bar = 0.36; break; case 932: bar = 0.36; break; case 933: bar = 0.36; break; case 934: bar = 0.36; break; case 935: bar = 0.36; break; case 936: bar = 0.36; break; case 937: bar = 0.35; break; case 938: bar = 0.35; break; case 939: bar = 0.35; break; case 940: bar = 0.35; break; case 941: bar = 0.35; break; case 942: bar = 0.35; break; case 943: bar = 0.35; break; case 944: bar = 0.35; break; case 945: bar = 0.34; break; case 946: bar = 0.34; break; case 947: bar = 0.34; break; case 948: bar = 0.34; break; case 949: bar = 0.34; break; case 950: bar = 0.34; break; case 951: bar = 0.34; break; case 952: bar = 0.34; break; case 953: bar = 0.33; break; case 954: bar = 0.33; break; case 955: bar = 0.33; break; case 956: bar = 0.33; break; case 957: bar = 0.33; break; case 958: bar = 0.33; break; case 959: bar = 0.33; break; case 960: bar = 0.33; break; case 961: bar = 0.32; break; case 962: bar = 0.32; break; case 963: bar = 0.32; break; case 964: bar = 0.32; break; case 965: bar = 0.32; break; case 966: bar = 0.32; break; case 967: bar = 0.32; break; case 968: bar = 0.32; break; case 969: bar = 0.32; break; case 970: bar = 0.31; break; case 971: bar = 0.31; break; case 972: bar = 0.31; break; case 973: bar = 0.31; break; case 974: bar = 0.31; break; case 975: bar = 0.31; break; case 976: bar = 0.31; break; case 977: bar = 0.31; break; case 978: bar = 0.3; break; case 979: bar = 0.3; break; case 980: bar = 0.3; break; case 981: bar = 0.3; break; case 982: bar = 0.3; break; case 983: bar = 0.3; break; case 984: bar = 0.3; break; case 985: bar = 0.3; break; case 986: bar = 0.3; break; case 987: bar = 0.29; break; case 988: bar = 0.29; break; case 989: bar = 0.29; break; case 990: bar = 0.29; break; case 991: bar = 0.29; break; case 992: bar = 0.29; break; case 993: bar = 0.29; break; case 994: bar = 0.29; break; case 995: bar = 0.29; break; case 996: bar = 0.28; break; case 997: bar = 0.28; break; case 998: bar = 0.28; break; case 999: bar = 0.28; break; case 1000: bar = 0.28; break; case 1001: bar = 0.28; break; case 1002: bar = 0.28; break; case 1003: bar = 0.28; break; case 1004: bar = 0.28; break; case 1005: bar = 0.27; break; case 1006: bar = 0.27; break; case 1007: bar = 0.27; break; case 1008: bar = 0.27; break; case 1009: bar = 0.27; break; case 1010: bar = 0.27; break; case 1011: bar = 0.27; break; case 1012: bar = 0.27; break; case 1013: bar = 0.27; break; case 1014: bar = 0.26; break; case 1015: bar = 0.26; break; case 1016: bar = 0.26; break; case 1017: bar = 0.26; break; case 1018: bar = 0.26; break; case 1019: bar = 0.26; break; case 1020: bar = 0.26; break; case 1021: bar = 0.26; break; case 1022: bar = 0.26; break; case 1023: bar = 0.26; break; case 1024: bar = 0.25; break;
case 4: bar = 98.51; break; | case 4: bar = 98.51; break; case 5: bar = 84.05; break; case 6: bar = 73.63; break; case 7: bar = 65.72; break; case 8: bar = 59.49; break; case 9: bar = 54.44; break; case 10: bar = 50.25; break; case 11: bar = 46.72; break; case 12: bar = 43.69; break; case 13: bar = 41.07; break; case 14: bar = 38.77; break; case 15: bar = 36.73; break; case 16: bar = 34.92; break; case 17: bar = 33.29; break; case 18: bar = 31.82; break; case 19: bar = 30.49; break; case 20: bar = 29.27; break; case 21: bar = 28.15; break; case 22: bar = 27.12; break; case 23: bar = 26.17; break; case 24: bar = 25.29; break; case 25: bar = 24.47; break; case 26: bar = 23.71; break; case 27: bar = 22.99; break; case 28: bar = 22.32; break; case 29: bar = 21.69; break; case 30: bar = 21.1; break; case 31: bar = 20.54; break; case 32: bar = 20.02; break; case 33: bar = 19.52; break; case 34: bar = 19.04; break; case 35: bar = 18.59; break; case 36: bar = 18.16; break; case 37: bar = 17.76; break; case 38: bar = 17.37; break; case 39: bar = 17; break; case 40: bar = 16.64; break; case 41: bar = 16.3; break; case 42: bar = 15.98; break; case 43: bar = 15.67; break; case 44: bar = 15.37; break; case 45: bar = 15.08; break; case 46: bar = 14.81; break; case 47: bar = 14.54; break; case 48: bar = 14.28; break; case 49: bar = 14.04; break; case 50: bar = 13.8; break; case 51: bar = 13.57; break; case 52: bar = 13.35; break; case 53: bar = 13.13; break; case 54: bar = 12.93; break; case 55: bar = 12.73; break; case 56: bar = 12.53; break; case 57: bar = 12.34; break; case 58: bar = 12.16; break; case 59: bar = 11.98; break; case 60: bar = 11.81; break; case 61: bar = 11.65; break; case 62: bar = 11.48; break; case 63: bar = 11.33; break; case 64: bar = 11.17; break; case 65: bar = 11.02; break; case 66: bar = 10.88; break; case 67: bar = 10.74; break; case 68: bar = 10.6; break; case 69: bar = 10.47; break; case 70: bar = 10.34; break; case 71: bar = 10.21; break; case 72: bar = 10.09; break; case 73: bar = 9.97; break; case 74: bar = 9.85; break; case 75: bar = 9.73; break; case 76: bar = 9.62; break; case 77: bar = 9.51; break; case 78: bar = 9.4; break; case 79: bar = 9.3; break; case 80: bar = 9.19; break; case 81: bar = 9.09; break; case 82: bar = 9; break; case 83: bar = 8.9; break; case 84: bar = 8.81; break; case 85: bar = 8.71; break; case 86: bar = 8.62; break; case 87: bar = 8.53; break; case 88: bar = 8.45; break; case 89: bar = 8.36; break; case 90: bar = 8.28; break; case 91: bar = 8.2; break; case 92: bar = 8.12; break; case 93: bar = 8.04; break; case 94: bar = 7.96; break; case 95: bar = 7.89; break; case 96: bar = 7.81; break; case 97: bar = 7.74; break; case 98: bar = 7.67; break; case 99: bar = 7.6; break; case 100: bar = 7.53; break; case 101: bar = 7.46; break; case 102: bar = 7.4; break; case 103: bar = 7.33; break; case 104: bar = 7.27; break; case 105: bar = 7.2; break; case 106: bar = 7.14; break; case 107: bar = 7.08; break; case 108: bar = 7.02; break; case 109: bar = 6.96; break; case 110: bar = 6.9; break; case 111: bar = 6.85; break; case 112: bar = 6.79; break; case 113: bar = 6.74; break; case 114: bar = 6.68; break; case 115: bar = 6.63; break; case 116: bar = 6.57; break; case 117: bar = 6.52; break; case 118: bar = 6.47; break; case 119: bar = 6.42; break; case 120: bar = 6.37; break; case 121: bar = 6.32; break; case 122: bar = 6.27; break; case 123: bar = 6.23; break; case 124: bar = 6.18; break; case 125: bar = 6.13; break; case 126: bar = 6.09; break; case 127: bar = 6.04; break; case 128: bar = 6; break; case 129: bar = 5.95; break; case 130: bar = 5.91; break; case 131: bar = 5.87; break; case 132: bar = 5.83; break; case 133: bar = 5.79; break; case 134: bar = 5.75; break; case 135: bar = 5.71; break; case 136: bar = 5.67; break; case 137: bar = 5.63; break; case 138: bar = 5.59; break; case 139: bar = 5.55; break; case 140: bar = 5.51; break; case 141: bar = 5.47; break; case 142: bar = 5.44; break; case 143: bar = 5.4; break; case 144: bar = 5.37; break; case 145: bar = 5.33; break; case 146: bar = 5.3; break; case 147: bar = 5.26; break; case 148: bar = 5.23; break; case 149: bar = 5.19; break; case 150: bar = 5.16; break; case 151: bar = 5.13; break; case 152: bar = 5.09; break; case 153: bar = 5.06; break; case 154: bar = 5.03; break; case 155: bar = 5; break; case 156: bar = 4.97; break; case 157: bar = 4.94; break; case 158: bar = 4.91; break; case 159: bar = 4.88; break; case 160: bar = 4.85; break; case 161: bar = 4.82; break; case 162: bar = 4.79; break; case 163: bar = 4.76; break; case 164: bar = 4.73; break; case 165: bar = 4.7; break; case 166: bar = 4.68; break; case 167: bar = 4.65; break; case 168: bar = 4.62; break; case 169: bar = 4.59; break; case 170: bar = 4.57; break; case 171: bar = 4.54; break; case 172: bar = 4.52; break; case 173: bar = 4.49; break; case 174: bar = 4.46; break; case 175: bar = 4.44; break; case 176: bar = 4.41; break; case 177: bar = 4.39; break; case 178: bar = 4.36; break; case 179: bar = 4.34; break; case 180: bar = 4.32; break; case 181: bar = 4.29; break; case 182: bar = 4.27; break; case 183: bar = 4.25; break; case 184: bar = 4.22; break; case 185: bar = 4.2; break; case 186: bar = 4.18; break; case 187: bar = 4.15; break; case 188: bar = 4.13; break; case 189: bar = 4.11; break; case 190: bar = 4.09; break; case 191: bar = 4.07; break; case 192: bar = 4.05; break; case 193: bar = 4.02; break; case 194: bar = 4; break; case 195: bar = 3.98; break; case 196: bar = 3.96; break; case 197: bar = 3.94; break; case 198: bar = 3.92; break; case 199: bar = 3.9; break; case 200: bar = 3.88; break; case 201: bar = 3.86; break; case 202: bar = 3.84; break; case 203: bar = 3.82; break; case 204: bar = 3.8; break; case 205: bar = 3.78; break; case 206: bar = 3.77; break; case 207: bar = 3.75; break; case 208: bar = 3.73; break; case 209: bar = 3.71; break; case 210: bar = 3.69; break; case 211: bar = 3.67; break; case 212: bar = 3.66; break; case 213: bar = 3.64; break; case 214: bar = 3.62; break; case 215: bar = 3.6; break; case 216: bar = 3.59; break; case 217: bar = 3.57; break; case 218: bar = 3.55; break; case 219: bar = 3.53; break; case 220: bar = 3.52; break; case 221: bar = 3.5; break; case 222: bar = 3.48; break; case 223: bar = 3.47; break; case 224: bar = 3.45; break; case 225: bar = 3.44; break; case 226: bar = 3.42; break; case 227: bar = 3.4; break; case 228: bar = 3.39; break; case 229: bar = 3.37; break; case 230: bar = 3.36; break; case 231: bar = 3.34; break; case 232: bar = 3.33; break; case 233: bar = 3.31; break; case 234: bar = 3.3; break; case 235: bar = 3.28; break; case 236: bar = 3.27; break; case 237: bar = 3.25; break; case 238: bar = 3.24; break; case 239: bar = 3.22; break; case 240: bar = 3.21; break; case 241: bar = 3.19; break; case 242: bar = 3.18; break; case 243: bar = 3.17; break; case 244: bar = 3.15; break; case 245: bar = 3.14; break; case 246: bar = 3.12; break; case 247: bar = 3.11; break; case 248: bar = 3.1; break; case 249: bar = 3.08; break; case 250: bar = 3.07; break; case 251: bar = 3.06; break; case 252: bar = 3.04; break; case 253: bar = 3.03; break; case 254: bar = 3.02; break; case 255: bar = 3.01; break; case 256: bar = 2.99; break; case 257: bar = 2.98; break; case 258: bar = 2.97; break; case 259: bar = 2.96; break; case 260: bar = 2.94; break; case 261: bar = 2.93; break; case 262: bar = 2.92; break; case 263: bar = 2.91; break; case 264: bar = 2.89; break; case 265: bar = 2.88; break; case 266: bar = 2.87; break; case 267: bar = 2.86; break; case 268: bar = 2.85; break; case 269: bar = 2.83; break; case 270: bar = 2.82; break; case 271: bar = 2.81; break; case 272: bar = 2.8; break; case 273: bar = 2.79; break; case 274: bar = 2.78; break; case 275: bar = 2.77; break; case 276: bar = 2.76; break; case 277: bar = 2.74; break; case 278: bar = 2.73; break; case 279: bar = 2.72; break; case 280: bar = 2.71; break; case 281: bar = 2.7; break; case 282: bar = 2.69; break; case 283: bar = 2.68; break; case 284: bar = 2.67; break; case 285: bar = 2.66; break; case 286: bar = 2.65; break; case 287: bar = 2.64; break; case 288: bar = 2.63; break; case 289: bar = 2.62; break; case 290: bar = 2.61; break; case 291: bar = 2.6; break; case 292: bar = 2.59; break; case 293: bar = 2.58; break; case 294: bar = 2.57; break; case 295: bar = 2.56; break; case 296: bar = 2.55; break; case 297: bar = 2.54; break; case 298: bar = 2.53; break; case 299: bar = 2.52; break; case 300: bar = 2.51; break; case 301: bar = 2.5; break; case 302: bar = 2.49; break; case 303: bar = 2.48; break; case 304: bar = 2.47; break; case 305: bar = 2.46; break; case 306: bar = 2.45; break; case 307: bar = 2.44; break; case 308: bar = 2.43; break; case 309: bar = 2.42; break; case 310: bar = 2.41; break; case 311: bar = 2.41; break; case 312: bar = 2.4; break; case 313: bar = 2.39; break; case 314: bar = 2.38; break; case 315: bar = 2.37; break; case 316: bar = 2.36; break; case 317: bar = 2.35; break; case 318: bar = 2.34; break; case 319: bar = 2.34; break; case 320: bar = 2.33; break; case 321: bar = 2.32; break; case 322: bar = 2.31; break; case 323: bar = 2.3; break; case 324: bar = 2.29; break; case 325: bar = 2.28; break; case 326: bar = 2.28; break; case 327: bar = 2.27; break; case 328: bar = 2.26; break; case 329: bar = 2.25; break; case 330: bar = 2.24; break; case 331: bar = 2.24; break; case 332: bar = 2.23; break; case 333: bar = 2.22; break; case 334: bar = 2.21; break; case 335: bar = 2.2; break; case 336: bar = 2.2; break; case 337: bar = 2.19; break; case 338: bar = 2.18; break; case 339: bar = 2.17; break; case 340: bar = 2.17; break; case 341: bar = 2.16; break; case 342: bar = 2.15; break; case 343: bar = 2.14; break; case 344: bar = 2.13; break; case 345: bar = 2.13; break; case 346: bar = 2.12; break; case 347: bar = 2.11; break; case 348: bar = 2.11; break; case 349: bar = 2.1; break; case 350: bar = 2.09; break; case 351: bar = 2.08; break; case 352: bar = 2.08; break; case 353: bar = 2.07; break; case 354: bar = 2.06; break; case 355: bar = 2.05; break; case 356: bar = 2.05; break; case 357: bar = 2.04; break; case 358: bar = 2.03; break; case 359: bar = 2.03; break; case 360: bar = 2.02; break; case 361: bar = 2.01; break; case 362: bar = 2.01; break; case 363: bar = 2; break; case 364: bar = 1.99; break; case 365: bar = 1.99; break; case 366: bar = 1.98; break; case 367: bar = 1.97; break; case 368: bar = 1.97; break; case 369: bar = 1.96; break; case 370: bar = 1.95; break; case 371: bar = 1.95; break; case 372: bar = 1.94; break; case 373: bar = 1.93; break; case 374: bar = 1.93; break; case 375: bar = 1.92; break; case 376: bar = 1.91; break; case 377: bar = 1.91; break; case 378: bar = 1.9; break; case 379: bar = 1.89; break; case 380: bar = 1.89; break; case 381: bar = 1.88; break; case 382: bar = 1.88; break; case 383: bar = 1.87; break; case 384: bar = 1.86; break; case 385: bar = 1.86; break; case 386: bar = 1.85; break; case 387: bar = 1.85; break; case 388: bar = 1.84; break; case 389: bar = 1.83; break; case 390: bar = 1.83; break; case 391: bar = 1.82; break; case 392: bar = 1.82; break; case 393: bar = 1.81; break; case 394: bar = 1.8; break; case 395: bar = 1.8; break; case 396: bar = 1.79; break; case 397: bar = 1.79; break; case 398: bar = 1.78; break; case 399: bar = 1.77; break; case 400: bar = 1.77; break; case 401: bar = 1.76; break; case 402: bar = 1.76; break; case 403: bar = 1.75; break; case 404: bar = 1.75; break; case 405: bar = 1.74; break; case 406: bar = 1.73; break; case 407: bar = 1.73; break; case 408: bar = 1.72; break; case 409: bar = 1.72; break; case 410: bar = 1.71; break; case 411: bar = 1.71; break; case 412: bar = 1.7; break; case 413: bar = 1.7; break; case 414: bar = 1.69; break; case 415: bar = 1.69; break; case 416: bar = 1.68; break; case 417: bar = 1.67; break; case 418: bar = 1.67; break; case 419: bar = 1.66; break; case 420: bar = 1.66; break; case 421: bar = 1.65; break; case 422: bar = 1.65; break; case 423: bar = 1.64; break; case 424: bar = 1.64; break; case 425: bar = 1.63; break; case 426: bar = 1.63; break; case 427: bar = 1.62; break; case 428: bar = 1.62; break; case 429: bar = 1.61; break; case 430: bar = 1.61; break; case 431: bar = 1.6; break; case 432: bar = 1.6; break; case 433: bar = 1.59; break; case 434: bar = 1.59; break; case 435: bar = 1.58; break; case 436: bar = 1.58; break; case 437: bar = 1.57; break; case 438: bar = 1.57; break; case 439: bar = 1.56; break; case 440: bar = 1.56; break; case 441: bar = 1.55; break; case 442: bar = 1.55; break; case 443: bar = 1.54; break; case 444: bar = 1.54; break; case 445: bar = 1.53; break; case 446: bar = 1.53; break; case 447: bar = 1.53; break; case 448: bar = 1.52; break; case 449: bar = 1.52; break; case 450: bar = 1.51; break; case 451: bar = 1.51; break; case 452: bar = 1.5; break; case 453: bar = 1.5; break; case 454: bar = 1.49; break; case 455: bar = 1.49; break; case 456: bar = 1.48; break; case 457: bar = 1.48; break; case 458: bar = 1.47; break; case 459: bar = 1.47; break; case 460: bar = 1.47; break; case 461: bar = 1.46; break; case 462: bar = 1.46; break; case 463: bar = 1.45; break; case 464: bar = 1.45; break; case 465: bar = 1.44; break; case 466: bar = 1.44; break; case 467: bar = 1.44; break; case 468: bar = 1.43; break; case 469: bar = 1.43; break; case 470: bar = 1.42; break; case 471: bar = 1.42; break; case 472: bar = 1.41; break; case 473: bar = 1.41; break; case 474: bar = 1.41; break; case 475: bar = 1.4; break; case 476: bar = 1.4; break; case 477: bar = 1.39; break; case 478: bar = 1.39; break; case 479: bar = 1.38; break; case 480: bar = 1.38; break; case 481: bar = 1.38; break; case 482: bar = 1.37; break; case 483: bar = 1.37; break; case 484: bar = 1.36; break; case 485: bar = 1.36; break; case 486: bar = 1.36; break; case 487: bar = 1.35; break; case 488: bar = 1.35; break; case 489: bar = 1.34; break; case 490: bar = 1.34; break; case 491: bar = 1.34; break; case 492: bar = 1.33; break; case 493: bar = 1.33; break; case 494: bar = 1.32; break; case 495: bar = 1.32; break; case 496: bar = 1.32; break; case 497: bar = 1.31; break; case 498: bar = 1.31; break; case 499: bar = 1.3; break; case 500: bar = 1.3; break; case 501: bar = 1.3; break; case 502: bar = 1.29; break; case 503: bar = 1.29; break; case 504: bar = 1.29; break; case 505: bar = 1.28; break; case 506: bar = 1.28; break; case 507: bar = 1.27; break; case 508: bar = 1.27; break; case 509: bar = 1.27; break; case 510: bar = 1.26; break; case 511: bar = 1.26; break; case 512: bar = 1.26; break; case 513: bar = 1.25; break; case 514: bar = 1.25; break; case 515: bar = 1.24; break; case 516: bar = 1.24; break; case 517: bar = 1.24; break; case 518: bar = 1.23; break; case 519: bar = 1.23; break; case 520: bar = 1.23; break; case 521: bar = 1.22; break; case 522: bar = 1.22; break; case 523: bar = 1.22; break; case 524: bar = 1.21; break; case 525: bar = 1.21; break; case 526: bar = 1.21; break; case 527: bar = 1.2; break; case 528: bar = 1.2; break; case 529: bar = 1.2; break; case 530: bar = 1.19; break; case 531: bar = 1.19; break; case 532: bar = 1.18; break; case 533: bar = 1.18; break; case 534: bar = 1.18; break; case 535: bar = 1.17; break; case 536: bar = 1.17; break; case 537: bar = 1.17; break; case 538: bar = 1.16; break; case 539: bar = 1.16; break; case 540: bar = 1.16; break; case 541: bar = 1.15; break; case 542: bar = 1.15; break; case 543: bar = 1.15; break; case 544: bar = 1.14; break; case 545: bar = 1.14; break; case 546: bar = 1.14; break; case 547: bar = 1.13; break; case 548: bar = 1.13; break; case 549: bar = 1.13; break; case 550: bar = 1.12; break; case 551: bar = 1.12; break; case 552: bar = 1.12; break; case 553: bar = 1.12; break; case 554: bar = 1.11; break; case 555: bar = 1.11; break; case 556: bar = 1.11; break; case 557: bar = 1.1; break; case 558: bar = 1.1; break; case 559: bar = 1.1; break; case 560: bar = 1.09; break; case 561: bar = 1.09; break; case 562: bar = 1.09; break; case 563: bar = 1.08; break; case 564: bar = 1.08; break; case 565: bar = 1.08; break; case 566: bar = 1.07; break; case 567: bar = 1.07; break; case 568: bar = 1.07; break; case 569: bar = 1.07; break; case 570: bar = 1.06; break; case 571: bar = 1.06; break; case 572: bar = 1.06; break; case 573: bar = 1.05; break; case 574: bar = 1.05; break; case 575: bar = 1.05; break; case 576: bar = 1.04; break; case 577: bar = 1.04; break; case 578: bar = 1.04; break; case 579: bar = 1.04; break; case 580: bar = 1.03; break; case 581: bar = 1.03; break; case 582: bar = 1.03; break; case 583: bar = 1.02; break; case 584: bar = 1.02; break; case 585: bar = 1.02; break; case 586: bar = 1.02; break; case 587: bar = 1.01; break; case 588: bar = 1.01; break; case 589: bar = 1.01; break; case 590: bar = 1; break; case 591: bar = 1; break; case 592: bar = 1; break; case 593: bar = 1; break; case 594: bar = 0.99; break; case 595: bar = 0.99; break; case 596: bar = 0.99; break; case 597: bar = 0.98; break; case 598: bar = 0.98; break; case 599: bar = 0.98; break; case 600: bar = 0.98; break; case 601: bar = 0.97; break; case 602: bar = 0.97; break; case 603: bar = 0.97; break; case 604: bar = 0.96; break; case 605: bar = 0.96; break; case 606: bar = 0.96; break; case 607: bar = 0.96; break; case 608: bar = 0.95; break; case 609: bar = 0.95; break; case 610: bar = 0.95; break; case 611: bar = 0.95; break; case 612: bar = 0.94; break; case 613: bar = 0.94; break; case 614: bar = 0.94; break; case 615: bar = 0.94; break; case 616: bar = 0.93; break; case 617: bar = 0.93; break; case 618: bar = 0.93; break; case 619: bar = 0.92; break; case 620: bar = 0.92; break; case 621: bar = 0.92; break; case 622: bar = 0.92; break; case 623: bar = 0.91; break; case 624: bar = 0.91; break; case 625: bar = 0.91; break; case 626: bar = 0.91; break; case 627: bar = 0.9; break; case 628: bar = 0.9; break; case 629: bar = 0.9; break; case 630: bar = 0.9; break; case 631: bar = 0.89; break; case 632: bar = 0.89; break; case 633: bar = 0.89; break; case 634: bar = 0.89; break; case 635: bar = 0.88; break; case 636: bar = 0.88; break; case 637: bar = 0.88; break; case 638: bar = 0.88; break; case 639: bar = 0.87; break; case 640: bar = 0.87; break; case 641: bar = 0.87; break; case 642: bar = 0.87; break; case 643: bar = 0.86; break; case 644: bar = 0.86; break; case 645: bar = 0.86; break; case 646: bar = 0.86; break; case 647: bar = 0.85; break; case 648: bar = 0.85; break; case 649: bar = 0.85; break; case 650: bar = 0.85; break; case 651: bar = 0.84; break; case 652: bar = 0.84; break; case 653: bar = 0.84; break; case 654: bar = 0.84; break; case 655: bar = 0.84; break; case 656: bar = 0.83; break; case 657: bar = 0.83; break; case 658: bar = 0.83; break; case 659: bar = 0.83; break; case 660: bar = 0.82; break; case 661: bar = 0.82; break; case 662: bar = 0.82; break; case 663: bar = 0.82; break; case 664: bar = 0.81; break; case 665: bar = 0.81; break; case 666: bar = 0.81; break; case 667: bar = 0.81; break; case 668: bar = 0.81; break; case 669: bar = 0.8; break; case 670: bar = 0.8; break; case 671: bar = 0.8; break; case 672: bar = 0.8; break; case 673: bar = 0.79; break; case 674: bar = 0.79; break; case 675: bar = 0.79; break; case 676: bar = 0.79; break; case 677: bar = 0.78; break; case 678: bar = 0.78; break; case 679: bar = 0.78; break; case 680: bar = 0.78; break; case 681: bar = 0.78; break; case 682: bar = 0.77; break; case 683: bar = 0.77; break; case 684: bar = 0.77; break; case 685: bar = 0.77; break; case 686: bar = 0.77; break; case 687: bar = 0.76; break; case 688: bar = 0.76; break; case 689: bar = 0.76; break; case 690: bar = 0.76; break; case 691: bar = 0.75; break; case 692: bar = 0.75; break; case 693: bar = 0.75; break; case 694: bar = 0.75; break; case 695: bar = 0.75; break; case 696: bar = 0.74; break; case 697: bar = 0.74; break; case 698: bar = 0.74; break; case 699: bar = 0.74; break; case 700: bar = 0.74; break; case 701: bar = 0.73; break; case 702: bar = 0.73; break; case 703: bar = 0.73; break; case 704: bar = 0.73; break; case 705: bar = 0.72; break; case 706: bar = 0.72; break; case 707: bar = 0.72; break; case 708: bar = 0.72; break; case 709: bar = 0.72; break; case 710: bar = 0.71; break; case 711: bar = 0.71; break; case 712: bar = 0.71; break; case 713: bar = 0.71; break; case 714: bar = 0.71; break; case 715: bar = 0.7; break; case 716: bar = 0.7; break; case 717: bar = 0.7; break; case 718: bar = 0.7; break; case 719: bar = 0.7; break; case 720: bar = 0.69; break; case 721: bar = 0.69; break; case 722: bar = 0.69; break; case 723: bar = 0.69; break; case 724: bar = 0.69; break; case 725: bar = 0.68; break; case 726: bar = 0.68; break; case 727: bar = 0.68; break; case 728: bar = 0.68; break; case 729: bar = 0.68; break; case 730: bar = 0.67; break; case 731: bar = 0.67; break; case 732: bar = 0.67; break; case 733: bar = 0.67; break; case 734: bar = 0.67; break; case 735: bar = 0.67; break; case 736: bar = 0.66; break; case 737: bar = 0.66; break; case 738: bar = 0.66; break; case 739: bar = 0.66; break; case 740: bar = 0.66; break; case 741: bar = 0.65; break; case 742: bar = 0.65; break; case 743: bar = 0.65; break; case 744: bar = 0.65; break; case 745: bar = 0.65; break; case 746: bar = 0.64; break; case 747: bar = 0.64; break; case 748: bar = 0.64; break; case 749: bar = 0.64; break; case 750: bar = 0.64; break; case 751: bar = 0.64; break; case 752: bar = 0.63; break; case 753: bar = 0.63; break; case 754: bar = 0.63; break; case 755: bar = 0.63; break; case 756: bar = 0.63; break; case 757: bar = 0.62; break; case 758: bar = 0.62; break; case 759: bar = 0.62; break; case 760: bar = 0.62; break; case 761: bar = 0.62; break; case 762: bar = 0.61; break; case 763: bar = 0.61; break; case 764: bar = 0.61; break; case 765: bar = 0.61; break; case 766: bar = 0.61; break; case 767: bar = 0.61; break; case 768: bar = 0.6; break; case 769: bar = 0.6; break; case 770: bar = 0.6; break; case 771: bar = 0.6; break; case 772: bar = 0.6; break; case 773: bar = 0.6; break; case 774: bar = 0.59; break; case 775: bar = 0.59; break; case 776: bar = 0.59; break; case 777: bar = 0.59; break; case 778: bar = 0.59; break; case 779: bar = 0.59; break; case 780: bar = 0.58; break; case 781: bar = 0.58; break; case 782: bar = 0.58; break; case 783: bar = 0.58; break; case 784: bar = 0.58; break; case 785: bar = 0.57; break; case 786: bar = 0.57; break; case 787: bar = 0.57; break; case 788: bar = 0.57; break; case 789: bar = 0.57; break; case 790: bar = 0.57; break; case 791: bar = 0.56; break; case 792: bar = 0.56; break; case 793: bar = 0.56; break; case 794: bar = 0.56; break; case 795: bar = 0.56; break; case 796: bar = 0.56; break; case 797: bar = 0.55; break; case 798: bar = 0.55; break; case 799: bar = 0.55; break; case 800: bar = 0.55; break; case 801: bar = 0.55; break; case 802: bar = 0.55; break; case 803: bar = 0.54; break; case 804: bar = 0.54; break; case 805: bar = 0.54; break; case 806: bar = 0.54; break; case 807: bar = 0.54; break; case 808: bar = 0.54; break; case 809: bar = 0.53; break; case 810: bar = 0.53; break; case 811: bar = 0.53; break; case 812: bar = 0.53; break; case 813: bar = 0.53; break; case 814: bar = 0.53; break; case 815: bar = 0.53; break; case 816: bar = 0.52; break; case 817: bar = 0.52; break; case 818: bar = 0.52; break; case 819: bar = 0.52; break; case 820: bar = 0.52; break; case 821: bar = 0.52; break; case 822: bar = 0.51; break; case 823: bar = 0.51; break; case 824: bar = 0.51; break; case 825: bar = 0.51; break; case 826: bar = 0.51; break; case 827: bar = 0.51; break; case 828: bar = 0.5; break; case 829: bar = 0.5; break; case 830: bar = 0.5; break; case 831: bar = 0.5; break; case 832: bar = 0.5; break; case 833: bar = 0.5; break; case 834: bar = 0.5; break; case 835: bar = 0.49; break; case 836: bar = 0.49; break; case 837: bar = 0.49; break; case 838: bar = 0.49; break; case 839: bar = 0.49; break; case 840: bar = 0.49; break; case 841: bar = 0.48; break; case 842: bar = 0.48; break; case 843: bar = 0.48; break; case 844: bar = 0.48; break; case 845: bar = 0.48; break; case 846: bar = 0.48; break; case 847: bar = 0.48; break; case 848: bar = 0.47; break; case 849: bar = 0.47; break; case 850: bar = 0.47; break; case 851: bar = 0.47; break; case 852: bar = 0.47; break; case 853: bar = 0.47; break; case 854: bar = 0.47; break; case 855: bar = 0.46; break; case 856: bar = 0.46; break; case 857: bar = 0.46; break; case 858: bar = 0.46; break; case 859: bar = 0.46; break; case 860: bar = 0.46; break; case 861: bar = 0.46; break; case 862: bar = 0.45; break; case 863: bar = 0.45; break; case 864: bar = 0.45; break; case 865: bar = 0.45; break; case 866: bar = 0.45; break; case 867: bar = 0.45; break; case 868: bar = 0.45; break; case 869: bar = 0.44; break; case 870: bar = 0.44; break; case 871: bar = 0.44; break; case 872: bar = 0.44; break; case 873: bar = 0.44; break; case 874: bar = 0.44; break; case 875: bar = 0.44; break; case 876: bar = 0.43; break; case 877: bar = 0.43; break; case 878: bar = 0.43; break; case 879: bar = 0.43; break; case 880: bar = 0.43; break; case 881: bar = 0.43; break; case 882: bar = 0.43; break; case 883: bar = 0.42; break; case 884: bar = 0.42; break; case 885: bar = 0.42; break; case 886: bar = 0.42; break; case 887: bar = 0.42; break; case 888: bar = 0.42; break; case 889: bar = 0.42; break; case 890: bar = 0.41; break; case 891: bar = 0.41; break; case 892: bar = 0.41; break; case 893: bar = 0.41; break; case 894: bar = 0.41; break; case 895: bar = 0.41; break; case 896: bar = 0.41; break; case 897: bar = 0.41; break; case 898: bar = 0.4; break; case 899: bar = 0.4; break; case 900: bar = 0.4; break; case 901: bar = 0.4; break; case 902: bar = 0.4; break; case 903: bar = 0.4; break; case 904: bar = 0.4; break; case 905: bar = 0.39; break; case 906: bar = 0.39; break; case 907: bar = 0.39; break; case 908: bar = 0.39; break; case 909: bar = 0.39; break; case 910: bar = 0.39; break; case 911: bar = 0.39; break; case 912: bar = 0.39; break; case 913: bar = 0.38; break; case 914: bar = 0.38; break; case 915: bar = 0.38; break; case 916: bar = 0.38; break; case 917: bar = 0.38; break; case 918: bar = 0.38; break; case 919: bar = 0.38; break; case 920: bar = 0.38; break; case 921: bar = 0.37; break; case 922: bar = 0.37; break; case 923: bar = 0.37; break; case 924: bar = 0.37; break; case 925: bar = 0.37; break; case 926: bar = 0.37; break; case 927: bar = 0.37; break; case 928: bar = 0.37; break; case 929: bar = 0.36; break; case 930: bar = 0.36; break; case 931: bar = 0.36; break; case 932: bar = 0.36; break; case 933: bar = 0.36; break; case 934: bar = 0.36; break; case 935: bar = 0.36; break; case 936: bar = 0.36; break; case 937: bar = 0.35; break; case 938: bar = 0.35; break; case 939: bar = 0.35; break; case 940: bar = 0.35; break; case 941: bar = 0.35; break; case 942: bar = 0.35; break; case 943: bar = 0.35; break; case 944: bar = 0.35; break; case 945: bar = 0.34; break; case 946: bar = 0.34; break; case 947: bar = 0.34; break; case 948: bar = 0.34; break; case 949: bar = 0.34; break; case 950: bar = 0.34; break; case 951: bar = 0.34; break; case 952: bar = 0.34; break; case 953: bar = 0.33; break; case 954: bar = 0.33; break; case 955: bar = 0.33; break; case 956: bar = 0.33; break; case 957: bar = 0.33; break; case 958: bar = 0.33; break; case 959: bar = 0.33; break; case 960: bar = 0.33; break; case 961: bar = 0.32; break; case 962: bar = 0.32; break; case 963: bar = 0.32; break; case 964: bar = 0.32; break; case 965: bar = 0.32; break; case 966: bar = 0.32; break; case 967: bar = 0.32; break; case 968: bar = 0.32; break; case 969: bar = 0.32; break; case 970: bar = 0.31; break; case 971: bar = 0.31; break; case 972: bar = 0.31; break; case 973: bar = 0.31; break; case 974: bar = 0.31; break; case 975: bar = 0.31; break; case 976: bar = 0.31; break; case 977: bar = 0.31; break; case 978: bar = 0.3; break; case 979: bar = 0.3; break; case 980: bar = 0.3; break; case 981: bar = 0.3; break; case 982: bar = 0.3; break; case 983: bar = 0.3; break; case 984: bar = 0.3; break; case 985: bar = 0.3; break; case 986: bar = 0.3; break; case 987: bar = 0.29; break; case 988: bar = 0.29; break; case 989: bar = 0.29; break; case 990: bar = 0.29; break; case 991: bar = 0.29; break; case 992: bar = 0.29; break; case 993: bar = 0.29; break; case 994: bar = 0.29; break; case 995: bar = 0.29; break; case 996: bar = 0.28; break; case 997: bar = 0.28; break; case 998: bar = 0.28; break; case 999: bar = 0.28; break; case 1000: bar = 0.28; break; case 1001: bar = 0.28; break; case 1002: bar = 0.28; break; case 1003: bar = 0.28; break; case 1004: bar = 0.28; break; case 1005: bar = 0.27; break; case 1006: bar = 0.27; break; case 1007: bar = 0.27; break; case 1008: bar = 0.27; break; case 1009: bar = 0.27; break; case 1010: bar = 0.27; break; case 1011: bar = 0.27; break; case 1012: bar = 0.27; break; case 1013: bar = 0.27; break; case 1014: bar = 0.26; break; case 1015: bar = 0.26; break; case 1016: bar = 0.26; break; case 1017: bar = 0.26; break; case 1018: bar = 0.26; break; case 1019: bar = 0.26; break; case 1020: bar = 0.26; break; case 1021: bar = 0.26; break; case 1022: bar = 0.26; break; case 1023: bar = 0.26; break; case 1024: bar = 0.25; break;
case 5: bar = 84.05; break; | case 5: bar = 84.05; break; case 6: bar = 73.63; break; case 7: bar = 65.72; break; case 8: bar = 59.49; break; case 9: bar = 54.44; break; case 10: bar = 50.25; break; case 11: bar = 46.72; break; case 12: bar = 43.69; break; case 13: bar = 41.07; break; case 14: bar = 38.77; break; case 15: bar = 36.73; break; case 16: bar = 34.92; break; case 17: bar = 33.29; break; case 18: bar = 31.82; break; case 19: bar = 30.49; break; case 20: bar = 29.27; break; case 21: bar = 28.15; break; case 22: bar = 27.12; break; case 23: bar = 26.17; break; case 24: bar = 25.29; break; case 25: bar = 24.47; break; case 26: bar = 23.71; break; case 27: bar = 22.99; break; case 28: bar = 22.32; break; case 29: bar = 21.69; break; case 30: bar = 21.1; break; case 31: bar = 20.54; break; case 32: bar = 20.02; break; case 33: bar = 19.52; break; case 34: bar = 19.04; break; case 35: bar = 18.59; break; case 36: bar = 18.16; break; case 37: bar = 17.76; break; case 38: bar = 17.37; break; case 39: bar = 17; break; case 40: bar = 16.64; break; case 41: bar = 16.3; break; case 42: bar = 15.98; break; case 43: bar = 15.67; break; case 44: bar = 15.37; break; case 45: bar = 15.08; break; case 46: bar = 14.81; break; case 47: bar = 14.54; break; case 48: bar = 14.28; break; case 49: bar = 14.04; break; case 50: bar = 13.8; break; case 51: bar = 13.57; break; case 52: bar = 13.35; break; case 53: bar = 13.13; break; case 54: bar = 12.93; break; case 55: bar = 12.73; break; case 56: bar = 12.53; break; case 57: bar = 12.34; break; case 58: bar = 12.16; break; case 59: bar = 11.98; break; case 60: bar = 11.81; break; case 61: bar = 11.65; break; case 62: bar = 11.48; break; case 63: bar = 11.33; break; case 64: bar = 11.17; break; case 65: bar = 11.02; break; case 66: bar = 10.88; break; case 67: bar = 10.74; break; case 68: bar = 10.6; break; case 69: bar = 10.47; break; case 70: bar = 10.34; break; case 71: bar = 10.21; break; case 72: bar = 10.09; break; case 73: bar = 9.97; break; case 74: bar = 9.85; break; case 75: bar = 9.73; break; case 76: bar = 9.62; break; case 77: bar = 9.51; break; case 78: bar = 9.4; break; case 79: bar = 9.3; break; case 80: bar = 9.19; break; case 81: bar = 9.09; break; case 82: bar = 9; break; case 83: bar = 8.9; break; case 84: bar = 8.81; break; case 85: bar = 8.71; break; case 86: bar = 8.62; break; case 87: bar = 8.53; break; case 88: bar = 8.45; break; case 89: bar = 8.36; break; case 90: bar = 8.28; break; case 91: bar = 8.2; break; case 92: bar = 8.12; break; case 93: bar = 8.04; break; case 94: bar = 7.96; break; case 95: bar = 7.89; break; case 96: bar = 7.81; break; case 97: bar = 7.74; break; case 98: bar = 7.67; break; case 99: bar = 7.6; break; case 100: bar = 7.53; break; case 101: bar = 7.46; break; case 102: bar = 7.4; break; case 103: bar = 7.33; break; case 104: bar = 7.27; break; case 105: bar = 7.2; break; case 106: bar = 7.14; break; case 107: bar = 7.08; break; case 108: bar = 7.02; break; case 109: bar = 6.96; break; case 110: bar = 6.9; break; case 111: bar = 6.85; break; case 112: bar = 6.79; break; case 113: bar = 6.74; break; case 114: bar = 6.68; break; case 115: bar = 6.63; break; case 116: bar = 6.57; break; case 117: bar = 6.52; break; case 118: bar = 6.47; break; case 119: bar = 6.42; break; case 120: bar = 6.37; break; case 121: bar = 6.32; break; case 122: bar = 6.27; break; case 123: bar = 6.23; break; case 124: bar = 6.18; break; case 125: bar = 6.13; break; case 126: bar = 6.09; break; case 127: bar = 6.04; break; case 128: bar = 6; break; case 129: bar = 5.95; break; case 130: bar = 5.91; break; case 131: bar = 5.87; break; case 132: bar = 5.83; break; case 133: bar = 5.79; break; case 134: bar = 5.75; break; case 135: bar = 5.71; break; case 136: bar = 5.67; break; case 137: bar = 5.63; break; case 138: bar = 5.59; break; case 139: bar = 5.55; break; case 140: bar = 5.51; break; case 141: bar = 5.47; break; case 142: bar = 5.44; break; case 143: bar = 5.4; break; case 144: bar = 5.37; break; case 145: bar = 5.33; break; case 146: bar = 5.3; break; case 147: bar = 5.26; break; case 148: bar = 5.23; break; case 149: bar = 5.19; break; case 150: bar = 5.16; break; case 151: bar = 5.13; break; case 152: bar = 5.09; break; case 153: bar = 5.06; break; case 154: bar = 5.03; break; case 155: bar = 5; break; case 156: bar = 4.97; break; case 157: bar = 4.94; break; case 158: bar = 4.91; break; case 159: bar = 4.88; break; case 160: bar = 4.85; break; case 161: bar = 4.82; break; case 162: bar = 4.79; break; case 163: bar = 4.76; break; case 164: bar = 4.73; break; case 165: bar = 4.7; break; case 166: bar = 4.68; break; case 167: bar = 4.65; break; case 168: bar = 4.62; break; case 169: bar = 4.59; break; case 170: bar = 4.57; break; case 171: bar = 4.54; break; case 172: bar = 4.52; break; case 173: bar = 4.49; break; case 174: bar = 4.46; break; case 175: bar = 4.44; break; case 176: bar = 4.41; break; case 177: bar = 4.39; break; case 178: bar = 4.36; break; case 179: bar = 4.34; break; case 180: bar = 4.32; break; case 181: bar = 4.29; break; case 182: bar = 4.27; break; case 183: bar = 4.25; break; case 184: bar = 4.22; break; case 185: bar = 4.2; break; case 186: bar = 4.18; break; case 187: bar = 4.15; break; case 188: bar = 4.13; break; case 189: bar = 4.11; break; case 190: bar = 4.09; break; case 191: bar = 4.07; break; case 192: bar = 4.05; break; case 193: bar = 4.02; break; case 194: bar = 4; break; case 195: bar = 3.98; break; case 196: bar = 3.96; break; case 197: bar = 3.94; break; case 198: bar = 3.92; break; case 199: bar = 3.9; break; case 200: bar = 3.88; break; case 201: bar = 3.86; break; case 202: bar = 3.84; break; case 203: bar = 3.82; break; case 204: bar = 3.8; break; case 205: bar = 3.78; break; case 206: bar = 3.77; break; case 207: bar = 3.75; break; case 208: bar = 3.73; break; case 209: bar = 3.71; break; case 210: bar = 3.69; break; case 211: bar = 3.67; break; case 212: bar = 3.66; break; case 213: bar = 3.64; break; case 214: bar = 3.62; break; case 215: bar = 3.6; break; case 216: bar = 3.59; break; case 217: bar = 3.57; break; case 218: bar = 3.55; break; case 219: bar = 3.53; break; case 220: bar = 3.52; break; case 221: bar = 3.5; break; case 222: bar = 3.48; break; case 223: bar = 3.47; break; case 224: bar = 3.45; break; case 225: bar = 3.44; break; case 226: bar = 3.42; break; case 227: bar = 3.4; break; case 228: bar = 3.39; break; case 229: bar = 3.37; break; case 230: bar = 3.36; break; case 231: bar = 3.34; break; case 232: bar = 3.33; break; case 233: bar = 3.31; break; case 234: bar = 3.3; break; case 235: bar = 3.28; break; case 236: bar = 3.27; break; case 237: bar = 3.25; break; case 238: bar = 3.24; break; case 239: bar = 3.22; break; case 240: bar = 3.21; break; case 241: bar = 3.19; break; case 242: bar = 3.18; break; case 243: bar = 3.17; break; case 244: bar = 3.15; break; case 245: bar = 3.14; break; case 246: bar = 3.12; break; case 247: bar = 3.11; break; case 248: bar = 3.1; break; case 249: bar = 3.08; break; case 250: bar = 3.07; break; case 251: bar = 3.06; break; case 252: bar = 3.04; break; case 253: bar = 3.03; break; case 254: bar = 3.02; break; case 255: bar = 3.01; break; case 256: bar = 2.99; break; case 257: bar = 2.98; break; case 258: bar = 2.97; break; case 259: bar = 2.96; break; case 260: bar = 2.94; break; case 261: bar = 2.93; break; case 262: bar = 2.92; break; case 263: bar = 2.91; break; case 264: bar = 2.89; break; case 265: bar = 2.88; break; case 266: bar = 2.87; break; case 267: bar = 2.86; break; case 268: bar = 2.85; break; case 269: bar = 2.83; break; case 270: bar = 2.82; break; case 271: bar = 2.81; break; case 272: bar = 2.8; break; case 273: bar = 2.79; break; case 274: bar = 2.78; break; case 275: bar = 2.77; break; case 276: bar = 2.76; break; case 277: bar = 2.74; break; case 278: bar = 2.73; break; case 279: bar = 2.72; break; case 280: bar = 2.71; break; case 281: bar = 2.7; break; case 282: bar = 2.69; break; case 283: bar = 2.68; break; case 284: bar = 2.67; break; case 285: bar = 2.66; break; case 286: bar = 2.65; break; case 287: bar = 2.64; break; case 288: bar = 2.63; break; case 289: bar = 2.62; break; case 290: bar = 2.61; break; case 291: bar = 2.6; break; case 292: bar = 2.59; break; case 293: bar = 2.58; break; case 294: bar = 2.57; break; case 295: bar = 2.56; break; case 296: bar = 2.55; break; case 297: bar = 2.54; break; case 298: bar = 2.53; break; case 299: bar = 2.52; break; case 300: bar = 2.51; break; case 301: bar = 2.5; break; case 302: bar = 2.49; break; case 303: bar = 2.48; break; case 304: bar = 2.47; break; case 305: bar = 2.46; break; case 306: bar = 2.45; break; case 307: bar = 2.44; break; case 308: bar = 2.43; break; case 309: bar = 2.42; break; case 310: bar = 2.41; break; case 311: bar = 2.41; break; case 312: bar = 2.4; break; case 313: bar = 2.39; break; case 314: bar = 2.38; break; case 315: bar = 2.37; break; case 316: bar = 2.36; break; case 317: bar = 2.35; break; case 318: bar = 2.34; break; case 319: bar = 2.34; break; case 320: bar = 2.33; break; case 321: bar = 2.32; break; case 322: bar = 2.31; break; case 323: bar = 2.3; break; case 324: bar = 2.29; break; case 325: bar = 2.28; break; case 326: bar = 2.28; break; case 327: bar = 2.27; break; case 328: bar = 2.26; break; case 329: bar = 2.25; break; case 330: bar = 2.24; break; case 331: bar = 2.24; break; case 332: bar = 2.23; break; case 333: bar = 2.22; break; case 334: bar = 2.21; break; case 335: bar = 2.2; break; case 336: bar = 2.2; break; case 337: bar = 2.19; break; case 338: bar = 2.18; break; case 339: bar = 2.17; break; case 340: bar = 2.17; break; case 341: bar = 2.16; break; case 342: bar = 2.15; break; case 343: bar = 2.14; break; case 344: bar = 2.13; break; case 345: bar = 2.13; break; case 346: bar = 2.12; break; case 347: bar = 2.11; break; case 348: bar = 2.11; break; case 349: bar = 2.1; break; case 350: bar = 2.09; break; case 351: bar = 2.08; break; case 352: bar = 2.08; break; case 353: bar = 2.07; break; case 354: bar = 2.06; break; case 355: bar = 2.05; break; case 356: bar = 2.05; break; case 357: bar = 2.04; break; case 358: bar = 2.03; break; case 359: bar = 2.03; break; case 360: bar = 2.02; break; case 361: bar = 2.01; break; case 362: bar = 2.01; break; case 363: bar = 2; break; case 364: bar = 1.99; break; case 365: bar = 1.99; break; case 366: bar = 1.98; break; case 367: bar = 1.97; break; case 368: bar = 1.97; break; case 369: bar = 1.96; break; case 370: bar = 1.95; break; case 371: bar = 1.95; break; case 372: bar = 1.94; break; case 373: bar = 1.93; break; case 374: bar = 1.93; break; case 375: bar = 1.92; break; case 376: bar = 1.91; break; case 377: bar = 1.91; break; case 378: bar = 1.9; break; case 379: bar = 1.89; break; case 380: bar = 1.89; break; case 381: bar = 1.88; break; case 382: bar = 1.88; break; case 383: bar = 1.87; break; case 384: bar = 1.86; break; case 385: bar = 1.86; break; case 386: bar = 1.85; break; case 387: bar = 1.85; break; case 388: bar = 1.84; break; case 389: bar = 1.83; break; case 390: bar = 1.83; break; case 391: bar = 1.82; break; case 392: bar = 1.82; break; case 393: bar = 1.81; break; case 394: bar = 1.8; break; case 395: bar = 1.8; break; case 396: bar = 1.79; break; case 397: bar = 1.79; break; case 398: bar = 1.78; break; case 399: bar = 1.77; break; case 400: bar = 1.77; break; case 401: bar = 1.76; break; case 402: bar = 1.76; break; case 403: bar = 1.75; break; case 404: bar = 1.75; break; case 405: bar = 1.74; break; case 406: bar = 1.73; break; case 407: bar = 1.73; break; case 408: bar = 1.72; break; case 409: bar = 1.72; break; case 410: bar = 1.71; break; case 411: bar = 1.71; break; case 412: bar = 1.7; break; case 413: bar = 1.7; break; case 414: bar = 1.69; break; case 415: bar = 1.69; break; case 416: bar = 1.68; break; case 417: bar = 1.67; break; case 418: bar = 1.67; break; case 419: bar = 1.66; break; case 420: bar = 1.66; break; case 421: bar = 1.65; break; case 422: bar = 1.65; break; case 423: bar = 1.64; break; case 424: bar = 1.64; break; case 425: bar = 1.63; break; case 426: bar = 1.63; break; case 427: bar = 1.62; break; case 428: bar = 1.62; break; case 429: bar = 1.61; break; case 430: bar = 1.61; break; case 431: bar = 1.6; break; case 432: bar = 1.6; break; case 433: bar = 1.59; break; case 434: bar = 1.59; break; case 435: bar = 1.58; break; case 436: bar = 1.58; break; case 437: bar = 1.57; break; case 438: bar = 1.57; break; case 439: bar = 1.56; break; case 440: bar = 1.56; break; case 441: bar = 1.55; break; case 442: bar = 1.55; break; case 443: bar = 1.54; break; case 444: bar = 1.54; break; case 445: bar = 1.53; break; case 446: bar = 1.53; break; case 447: bar = 1.53; break; case 448: bar = 1.52; break; case 449: bar = 1.52; break; case 450: bar = 1.51; break; case 451: bar = 1.51; break; case 452: bar = 1.5; break; case 453: bar = 1.5; break; case 454: bar = 1.49; break; case 455: bar = 1.49; break; case 456: bar = 1.48; break; case 457: bar = 1.48; break; case 458: bar = 1.47; break; case 459: bar = 1.47; break; case 460: bar = 1.47; break; case 461: bar = 1.46; break; case 462: bar = 1.46; break; case 463: bar = 1.45; break; case 464: bar = 1.45; break; case 465: bar = 1.44; break; case 466: bar = 1.44; break; case 467: bar = 1.44; break; case 468: bar = 1.43; break; case 469: bar = 1.43; break; case 470: bar = 1.42; break; case 471: bar = 1.42; break; case 472: bar = 1.41; break; case 473: bar = 1.41; break; case 474: bar = 1.41; break; case 475: bar = 1.4; break; case 476: bar = 1.4; break; case 477: bar = 1.39; break; case 478: bar = 1.39; break; case 479: bar = 1.38; break; case 480: bar = 1.38; break; case 481: bar = 1.38; break; case 482: bar = 1.37; break; case 483: bar = 1.37; break; case 484: bar = 1.36; break; case 485: bar = 1.36; break; case 486: bar = 1.36; break; case 487: bar = 1.35; break; case 488: bar = 1.35; break; case 489: bar = 1.34; break; case 490: bar = 1.34; break; case 491: bar = 1.34; break; case 492: bar = 1.33; break; case 493: bar = 1.33; break; case 494: bar = 1.32; break; case 495: bar = 1.32; break; case 496: bar = 1.32; break; case 497: bar = 1.31; break; case 498: bar = 1.31; break; case 499: bar = 1.3; break; case 500: bar = 1.3; break; case 501: bar = 1.3; break; case 502: bar = 1.29; break; case 503: bar = 1.29; break; case 504: bar = 1.29; break; case 505: bar = 1.28; break; case 506: bar = 1.28; break; case 507: bar = 1.27; break; case 508: bar = 1.27; break; case 509: bar = 1.27; break; case 510: bar = 1.26; break; case 511: bar = 1.26; break; case 512: bar = 1.26; break; case 513: bar = 1.25; break; case 514: bar = 1.25; break; case 515: bar = 1.24; break; case 516: bar = 1.24; break; case 517: bar = 1.24; break; case 518: bar = 1.23; break; case 519: bar = 1.23; break; case 520: bar = 1.23; break; case 521: bar = 1.22; break; case 522: bar = 1.22; break; case 523: bar = 1.22; break; case 524: bar = 1.21; break; case 525: bar = 1.21; break; case 526: bar = 1.21; break; case 527: bar = 1.2; break; case 528: bar = 1.2; break; case 529: bar = 1.2; break; case 530: bar = 1.19; break; case 531: bar = 1.19; break; case 532: bar = 1.18; break; case 533: bar = 1.18; break; case 534: bar = 1.18; break; case 535: bar = 1.17; break; case 536: bar = 1.17; break; case 537: bar = 1.17; break; case 538: bar = 1.16; break; case 539: bar = 1.16; break; case 540: bar = 1.16; break; case 541: bar = 1.15; break; case 542: bar = 1.15; break; case 543: bar = 1.15; break; case 544: bar = 1.14; break; case 545: bar = 1.14; break; case 546: bar = 1.14; break; case 547: bar = 1.13; break; case 548: bar = 1.13; break; case 549: bar = 1.13; break; case 550: bar = 1.12; break; case 551: bar = 1.12; break; case 552: bar = 1.12; break; case 553: bar = 1.12; break; case 554: bar = 1.11; break; case 555: bar = 1.11; break; case 556: bar = 1.11; break; case 557: bar = 1.1; break; case 558: bar = 1.1; break; case 559: bar = 1.1; break; case 560: bar = 1.09; break; case 561: bar = 1.09; break; case 562: bar = 1.09; break; case 563: bar = 1.08; break; case 564: bar = 1.08; break; case 565: bar = 1.08; break; case 566: bar = 1.07; break; case 567: bar = 1.07; break; case 568: bar = 1.07; break; case 569: bar = 1.07; break; case 570: bar = 1.06; break; case 571: bar = 1.06; break; case 572: bar = 1.06; break; case 573: bar = 1.05; break; case 574: bar = 1.05; break; case 575: bar = 1.05; break; case 576: bar = 1.04; break; case 577: bar = 1.04; break; case 578: bar = 1.04; break; case 579: bar = 1.04; break; case 580: bar = 1.03; break; case 581: bar = 1.03; break; case 582: bar = 1.03; break; case 583: bar = 1.02; break; case 584: bar = 1.02; break; case 585: bar = 1.02; break; case 586: bar = 1.02; break; case 587: bar = 1.01; break; case 588: bar = 1.01; break; case 589: bar = 1.01; break; case 590: bar = 1; break; case 591: bar = 1; break; case 592: bar = 1; break; case 593: bar = 1; break; case 594: bar = 0.99; break; case 595: bar = 0.99; break; case 596: bar = 0.99; break; case 597: bar = 0.98; break; case 598: bar = 0.98; break; case 599: bar = 0.98; break; case 600: bar = 0.98; break; case 601: bar = 0.97; break; case 602: bar = 0.97; break; case 603: bar = 0.97; break; case 604: bar = 0.96; break; case 605: bar = 0.96; break; case 606: bar = 0.96; break; case 607: bar = 0.96; break; case 608: bar = 0.95; break; case 609: bar = 0.95; break; case 610: bar = 0.95; break; case 611: bar = 0.95; break; case 612: bar = 0.94; break; case 613: bar = 0.94; break; case 614: bar = 0.94; break; case 615: bar = 0.94; break; case 616: bar = 0.93; break; case 617: bar = 0.93; break; case 618: bar = 0.93; break; case 619: bar = 0.92; break; case 620: bar = 0.92; break; case 621: bar = 0.92; break; case 622: bar = 0.92; break; case 623: bar = 0.91; break; case 624: bar = 0.91; break; case 625: bar = 0.91; break; case 626: bar = 0.91; break; case 627: bar = 0.9; break; case 628: bar = 0.9; break; case 629: bar = 0.9; break; case 630: bar = 0.9; break; case 631: bar = 0.89; break; case 632: bar = 0.89; break; case 633: bar = 0.89; break; case 634: bar = 0.89; break; case 635: bar = 0.88; break; case 636: bar = 0.88; break; case 637: bar = 0.88; break; case 638: bar = 0.88; break; case 639: bar = 0.87; break; case 640: bar = 0.87; break; case 641: bar = 0.87; break; case 642: bar = 0.87; break; case 643: bar = 0.86; break; case 644: bar = 0.86; break; case 645: bar = 0.86; break; case 646: bar = 0.86; break; case 647: bar = 0.85; break; case 648: bar = 0.85; break; case 649: bar = 0.85; break; case 650: bar = 0.85; break; case 651: bar = 0.84; break; case 652: bar = 0.84; break; case 653: bar = 0.84; break; case 654: bar = 0.84; break; case 655: bar = 0.84; break; case 656: bar = 0.83; break; case 657: bar = 0.83; break; case 658: bar = 0.83; break; case 659: bar = 0.83; break; case 660: bar = 0.82; break; case 661: bar = 0.82; break; case 662: bar = 0.82; break; case 663: bar = 0.82; break; case 664: bar = 0.81; break; case 665: bar = 0.81; break; case 666: bar = 0.81; break; case 667: bar = 0.81; break; case 668: bar = 0.81; break; case 669: bar = 0.8; break; case 670: bar = 0.8; break; case 671: bar = 0.8; break; case 672: bar = 0.8; break; case 673: bar = 0.79; break; case 674: bar = 0.79; break; case 675: bar = 0.79; break; case 676: bar = 0.79; break; case 677: bar = 0.78; break; case 678: bar = 0.78; break; case 679: bar = 0.78; break; case 680: bar = 0.78; break; case 681: bar = 0.78; break; case 682: bar = 0.77; break; case 683: bar = 0.77; break; case 684: bar = 0.77; break; case 685: bar = 0.77; break; case 686: bar = 0.77; break; case 687: bar = 0.76; break; case 688: bar = 0.76; break; case 689: bar = 0.76; break; case 690: bar = 0.76; break; case 691: bar = 0.75; break; case 692: bar = 0.75; break; case 693: bar = 0.75; break; case 694: bar = 0.75; break; case 695: bar = 0.75; break; case 696: bar = 0.74; break; case 697: bar = 0.74; break; case 698: bar = 0.74; break; case 699: bar = 0.74; break; case 700: bar = 0.74; break; case 701: bar = 0.73; break; case 702: bar = 0.73; break; case 703: bar = 0.73; break; case 704: bar = 0.73; break; case 705: bar = 0.72; break; case 706: bar = 0.72; break; case 707: bar = 0.72; break; case 708: bar = 0.72; break; case 709: bar = 0.72; break; case 710: bar = 0.71; break; case 711: bar = 0.71; break; case 712: bar = 0.71; break; case 713: bar = 0.71; break; case 714: bar = 0.71; break; case 715: bar = 0.7; break; case 716: bar = 0.7; break; case 717: bar = 0.7; break; case 718: bar = 0.7; break; case 719: bar = 0.7; break; case 720: bar = 0.69; break; case 721: bar = 0.69; break; case 722: bar = 0.69; break; case 723: bar = 0.69; break; case 724: bar = 0.69; break; case 725: bar = 0.68; break; case 726: bar = 0.68; break; case 727: bar = 0.68; break; case 728: bar = 0.68; break; case 729: bar = 0.68; break; case 730: bar = 0.67; break; case 731: bar = 0.67; break; case 732: bar = 0.67; break; case 733: bar = 0.67; break; case 734: bar = 0.67; break; case 735: bar = 0.67; break; case 736: bar = 0.66; break; case 737: bar = 0.66; break; case 738: bar = 0.66; break; case 739: bar = 0.66; break; case 740: bar = 0.66; break; case 741: bar = 0.65; break; case 742: bar = 0.65; break; case 743: bar = 0.65; break; case 744: bar = 0.65; break; case 745: bar = 0.65; break; case 746: bar = 0.64; break; case 747: bar = 0.64; break; case 748: bar = 0.64; break; case 749: bar = 0.64; break; case 750: bar = 0.64; break; case 751: bar = 0.64; break; case 752: bar = 0.63; break; case 753: bar = 0.63; break; case 754: bar = 0.63; break; case 755: bar = 0.63; break; case 756: bar = 0.63; break; case 757: bar = 0.62; break; case 758: bar = 0.62; break; case 759: bar = 0.62; break; case 760: bar = 0.62; break; case 761: bar = 0.62; break; case 762: bar = 0.61; break; case 763: bar = 0.61; break; case 764: bar = 0.61; break; case 765: bar = 0.61; break; case 766: bar = 0.61; break; case 767: bar = 0.61; break; case 768: bar = 0.6; break; case 769: bar = 0.6; break; case 770: bar = 0.6; break; case 771: bar = 0.6; break; case 772: bar = 0.6; break; case 773: bar = 0.6; break; case 774: bar = 0.59; break; case 775: bar = 0.59; break; case 776: bar = 0.59; break; case 777: bar = 0.59; break; case 778: bar = 0.59; break; case 779: bar = 0.59; break; case 780: bar = 0.58; break; case 781: bar = 0.58; break; case 782: bar = 0.58; break; case 783: bar = 0.58; break; case 784: bar = 0.58; break; case 785: bar = 0.57; break; case 786: bar = 0.57; break; case 787: bar = 0.57; break; case 788: bar = 0.57; break; case 789: bar = 0.57; break; case 790: bar = 0.57; break; case 791: bar = 0.56; break; case 792: bar = 0.56; break; case 793: bar = 0.56; break; case 794: bar = 0.56; break; case 795: bar = 0.56; break; case 796: bar = 0.56; break; case 797: bar = 0.55; break; case 798: bar = 0.55; break; case 799: bar = 0.55; break; case 800: bar = 0.55; break; case 801: bar = 0.55; break; case 802: bar = 0.55; break; case 803: bar = 0.54; break; case 804: bar = 0.54; break; case 805: bar = 0.54; break; case 806: bar = 0.54; break; case 807: bar = 0.54; break; case 808: bar = 0.54; break; case 809: bar = 0.53; break; case 810: bar = 0.53; break; case 811: bar = 0.53; break; case 812: bar = 0.53; break; case 813: bar = 0.53; break; case 814: bar = 0.53; break; case 815: bar = 0.53; break; case 816: bar = 0.52; break; case 817: bar = 0.52; break; case 818: bar = 0.52; break; case 819: bar = 0.52; break; case 820: bar = 0.52; break; case 821: bar = 0.52; break; case 822: bar = 0.51; break; case 823: bar = 0.51; break; case 824: bar = 0.51; break; case 825: bar = 0.51; break; case 826: bar = 0.51; break; case 827: bar = 0.51; break; case 828: bar = 0.5; break; case 829: bar = 0.5; break; case 830: bar = 0.5; break; case 831: bar = 0.5; break; case 832: bar = 0.5; break; case 833: bar = 0.5; break; case 834: bar = 0.5; break; case 835: bar = 0.49; break; case 836: bar = 0.49; break; case 837: bar = 0.49; break; case 838: bar = 0.49; break; case 839: bar = 0.49; break; case 840: bar = 0.49; break; case 841: bar = 0.48; break; case 842: bar = 0.48; break; case 843: bar = 0.48; break; case 844: bar = 0.48; break; case 845: bar = 0.48; break; case 846: bar = 0.48; break; case 847: bar = 0.48; break; case 848: bar = 0.47; break; case 849: bar = 0.47; break; case 850: bar = 0.47; break; case 851: bar = 0.47; break; case 852: bar = 0.47; break; case 853: bar = 0.47; break; case 854: bar = 0.47; break; case 855: bar = 0.46; break; case 856: bar = 0.46; break; case 857: bar = 0.46; break; case 858: bar = 0.46; break; case 859: bar = 0.46; break; case 860: bar = 0.46; break; case 861: bar = 0.46; break; case 862: bar = 0.45; break; case 863: bar = 0.45; break; case 864: bar = 0.45; break; case 865: bar = 0.45; break; case 866: bar = 0.45; break; case 867: bar = 0.45; break; case 868: bar = 0.45; break; case 869: bar = 0.44; break; case 870: bar = 0.44; break; case 871: bar = 0.44; break; case 872: bar = 0.44; break; case 873: bar = 0.44; break; case 874: bar = 0.44; break; case 875: bar = 0.44; break; case 876: bar = 0.43; break; case 877: bar = 0.43; break; case 878: bar = 0.43; break; case 879: bar = 0.43; break; case 880: bar = 0.43; break; case 881: bar = 0.43; break; case 882: bar = 0.43; break; case 883: bar = 0.42; break; case 884: bar = 0.42; break; case 885: bar = 0.42; break; case 886: bar = 0.42; break; case 887: bar = 0.42; break; case 888: bar = 0.42; break; case 889: bar = 0.42; break; case 890: bar = 0.41; break; case 891: bar = 0.41; break; case 892: bar = 0.41; break; case 893: bar = 0.41; break; case 894: bar = 0.41; break; case 895: bar = 0.41; break; case 896: bar = 0.41; break; case 897: bar = 0.41; break; case 898: bar = 0.4; break; case 899: bar = 0.4; break; case 900: bar = 0.4; break; case 901: bar = 0.4; break; case 902: bar = 0.4; break; case 903: bar = 0.4; break; case 904: bar = 0.4; break; case 905: bar = 0.39; break; case 906: bar = 0.39; break; case 907: bar = 0.39; break; case 908: bar = 0.39; break; case 909: bar = 0.39; break; case 910: bar = 0.39; break; case 911: bar = 0.39; break; case 912: bar = 0.39; break; case 913: bar = 0.38; break; case 914: bar = 0.38; break; case 915: bar = 0.38; break; case 916: bar = 0.38; break; case 917: bar = 0.38; break; case 918: bar = 0.38; break; case 919: bar = 0.38; break; case 920: bar = 0.38; break; case 921: bar = 0.37; break; case 922: bar = 0.37; break; case 923: bar = 0.37; break; case 924: bar = 0.37; break; case 925: bar = 0.37; break; case 926: bar = 0.37; break; case 927: bar = 0.37; break; case 928: bar = 0.37; break; case 929: bar = 0.36; break; case 930: bar = 0.36; break; case 931: bar = 0.36; break; case 932: bar = 0.36; break; case 933: bar = 0.36; break; case 934: bar = 0.36; break; case 935: bar = 0.36; break; case 936: bar = 0.36; break; case 937: bar = 0.35; break; case 938: bar = 0.35; break; case 939: bar = 0.35; break; case 940: bar = 0.35; break; case 941: bar = 0.35; break; case 942: bar = 0.35; break; case 943: bar = 0.35; break; case 944: bar = 0.35; break; case 945: bar = 0.34; break; case 946: bar = 0.34; break; case 947: bar = 0.34; break; case 948: bar = 0.34; break; case 949: bar = 0.34; break; case 950: bar = 0.34; break; case 951: bar = 0.34; break; case 952: bar = 0.34; break; case 953: bar = 0.33; break; case 954: bar = 0.33; break; case 955: bar = 0.33; break; case 956: bar = 0.33; break; case 957: bar = 0.33; break; case 958: bar = 0.33; break; case 959: bar = 0.33; break; case 960: bar = 0.33; break; case 961: bar = 0.32; break; case 962: bar = 0.32; break; case 963: bar = 0.32; break; case 964: bar = 0.32; break; case 965: bar = 0.32; break; case 966: bar = 0.32; break; case 967: bar = 0.32; break; case 968: bar = 0.32; break; case 969: bar = 0.32; break; case 970: bar = 0.31; break; case 971: bar = 0.31; break; case 972: bar = 0.31; break; case 973: bar = 0.31; break; case 974: bar = 0.31; break; case 975: bar = 0.31; break; case 976: bar = 0.31; break; case 977: bar = 0.31; break; case 978: bar = 0.3; break; case 979: bar = 0.3; break; case 980: bar = 0.3; break; case 981: bar = 0.3; break; case 982: bar = 0.3; break; case 983: bar = 0.3; break; case 984: bar = 0.3; break; case 985: bar = 0.3; break; case 986: bar = 0.3; break; case 987: bar = 0.29; break; case 988: bar = 0.29; break; case 989: bar = 0.29; break; case 990: bar = 0.29; break; case 991: bar = 0.29; break; case 992: bar = 0.29; break; case 993: bar = 0.29; break; case 994: bar = 0.29; break; case 995: bar = 0.29; break; case 996: bar = 0.28; break; case 997: bar = 0.28; break; case 998: bar = 0.28; break; case 999: bar = 0.28; break; case 1000: bar = 0.28; break; case 1001: bar = 0.28; break; case 1002: bar = 0.28; break; case 1003: bar = 0.28; break; case 1004: bar = 0.28; break; case 1005: bar = 0.27; break; case 1006: bar = 0.27; break; case 1007: bar = 0.27; break; case 1008: bar = 0.27; break; case 1009: bar = 0.27; break; case 1010: bar = 0.27; break; case 1011: bar = 0.27; break; case 1012: bar = 0.27; break; case 1013: bar = 0.27; break; case 1014: bar = 0.26; break; case 1015: bar = 0.26; break; case 1016: bar = 0.26; break; case 1017: bar = 0.26; break; case 1018: bar = 0.26; break; case 1019: bar = 0.26; break; case 1020: bar = 0.26; break; case 1021: bar = 0.26; break; case 1022: bar = 0.26; break; case 1023: bar = 0.26; break; case 1024: bar = 0.25; break;
case 6: bar = 73.63; break; | case 6: bar = 73.63; break; case 7: bar = 65.72; break; case 8: bar = 59.49; break; case 9: bar = 54.44; break; case 10: bar = 50.25; break; case 11: bar = 46.72; break; case 12: bar = 43.69; break; case 13: bar = 41.07; break; case 14: bar = 38.77; break; case 15: bar = 36.73; break; case 16: bar = 34.92; break; case 17: bar = 33.29; break; case 18: bar = 31.82; break; case 19: bar = 30.49; break; case 20: bar = 29.27; break; case 21: bar = 28.15; break; case 22: bar = 27.12; break; case 23: bar = 26.17; break; case 24: bar = 25.29; break; case 25: bar = 24.47; break; case 26: bar = 23.71; break; case 27: bar = 22.99; break; case 28: bar = 22.32; break; case 29: bar = 21.69; break; case 30: bar = 21.1; break; case 31: bar = 20.54; break; case 32: bar = 20.02; break; case 33: bar = 19.52; break; case 34: bar = 19.04; break; case 35: bar = 18.59; break; case 36: bar = 18.16; break; case 37: bar = 17.76; break; case 38: bar = 17.37; break; case 39: bar = 17; break; case 40: bar = 16.64; break; case 41: bar = 16.3; break; case 42: bar = 15.98; break; case 43: bar = 15.67; break; case 44: bar = 15.37; break; case 45: bar = 15.08; break; case 46: bar = 14.81; break; case 47: bar = 14.54; break; case 48: bar = 14.28; break; case 49: bar = 14.04; break; case 50: bar = 13.8; break; case 51: bar = 13.57; break; case 52: bar = 13.35; break; case 53: bar = 13.13; break; case 54: bar = 12.93; break; case 55: bar = 12.73; break; case 56: bar = 12.53; break; case 57: bar = 12.34; break; case 58: bar = 12.16; break; case 59: bar = 11.98; break; case 60: bar = 11.81; break; case 61: bar = 11.65; break; case 62: bar = 11.48; break; case 63: bar = 11.33; break; case 64: bar = 11.17; break; case 65: bar = 11.02; break; case 66: bar = 10.88; break; case 67: bar = 10.74; break; case 68: bar = 10.6; break; case 69: bar = 10.47; break; case 70: bar = 10.34; break; case 71: bar = 10.21; break; case 72: bar = 10.09; break; case 73: bar = 9.97; break; case 74: bar = 9.85; break; case 75: bar = 9.73; break; case 76: bar = 9.62; break; case 77: bar = 9.51; break; case 78: bar = 9.4; break; case 79: bar = 9.3; break; case 80: bar = 9.19; break; case 81: bar = 9.09; break; case 82: bar = 9; break; case 83: bar = 8.9; break; case 84: bar = 8.81; break; case 85: bar = 8.71; break; case 86: bar = 8.62; break; case 87: bar = 8.53; break; case 88: bar = 8.45; break; case 89: bar = 8.36; break; case 90: bar = 8.28; break; case 91: bar = 8.2; break; case 92: bar = 8.12; break; case 93: bar = 8.04; break; case 94: bar = 7.96; break; case 95: bar = 7.89; break; case 96: bar = 7.81; break; case 97: bar = 7.74; break; case 98: bar = 7.67; break; case 99: bar = 7.6; break; case 100: bar = 7.53; break; case 101: bar = 7.46; break; case 102: bar = 7.4; break; case 103: bar = 7.33; break; case 104: bar = 7.27; break; case 105: bar = 7.2; break; case 106: bar = 7.14; break; case 107: bar = 7.08; break; case 108: bar = 7.02; break; case 109: bar = 6.96; break; case 110: bar = 6.9; break; case 111: bar = 6.85; break; case 112: bar = 6.79; break; case 113: bar = 6.74; break; case 114: bar = 6.68; break; case 115: bar = 6.63; break; case 116: bar = 6.57; break; case 117: bar = 6.52; break; case 118: bar = 6.47; break; case 119: bar = 6.42; break; case 120: bar = 6.37; break; case 121: bar = 6.32; break; case 122: bar = 6.27; break; case 123: bar = 6.23; break; case 124: bar = 6.18; break; case 125: bar = 6.13; break; case 126: bar = 6.09; break; case 127: bar = 6.04; break; case 128: bar = 6; break; case 129: bar = 5.95; break; case 130: bar = 5.91; break; case 131: bar = 5.87; break; case 132: bar = 5.83; break; case 133: bar = 5.79; break; case 134: bar = 5.75; break; case 135: bar = 5.71; break; case 136: bar = 5.67; break; case 137: bar = 5.63; break; case 138: bar = 5.59; break; case 139: bar = 5.55; break; case 140: bar = 5.51; break; case 141: bar = 5.47; break; case 142: bar = 5.44; break; case 143: bar = 5.4; break; case 144: bar = 5.37; break; case 145: bar = 5.33; break; case 146: bar = 5.3; break; case 147: bar = 5.26; break; case 148: bar = 5.23; break; case 149: bar = 5.19; break; case 150: bar = 5.16; break; case 151: bar = 5.13; break; case 152: bar = 5.09; break; case 153: bar = 5.06; break; case 154: bar = 5.03; break; case 155: bar = 5; break; case 156: bar = 4.97; break; case 157: bar = 4.94; break; case 158: bar = 4.91; break; case 159: bar = 4.88; break; case 160: bar = 4.85; break; case 161: bar = 4.82; break; case 162: bar = 4.79; break; case 163: bar = 4.76; break; case 164: bar = 4.73; break; case 165: bar = 4.7; break; case 166: bar = 4.68; break; case 167: bar = 4.65; break; case 168: bar = 4.62; break; case 169: bar = 4.59; break; case 170: bar = 4.57; break; case 171: bar = 4.54; break; case 172: bar = 4.52; break; case 173: bar = 4.49; break; case 174: bar = 4.46; break; case 175: bar = 4.44; break; case 176: bar = 4.41; break; case 177: bar = 4.39; break; case 178: bar = 4.36; break; case 179: bar = 4.34; break; case 180: bar = 4.32; break; case 181: bar = 4.29; break; case 182: bar = 4.27; break; case 183: bar = 4.25; break; case 184: bar = 4.22; break; case 185: bar = 4.2; break; case 186: bar = 4.18; break; case 187: bar = 4.15; break; case 188: bar = 4.13; break; case 189: bar = 4.11; break; case 190: bar = 4.09; break; case 191: bar = 4.07; break; case 192: bar = 4.05; break; case 193: bar = 4.02; break; case 194: bar = 4; break; case 195: bar = 3.98; break; case 196: bar = 3.96; break; case 197: bar = 3.94; break; case 198: bar = 3.92; break; case 199: bar = 3.9; break; case 200: bar = 3.88; break; case 201: bar = 3.86; break; case 202: bar = 3.84; break; case 203: bar = 3.82; break; case 204: bar = 3.8; break; case 205: bar = 3.78; break; case 206: bar = 3.77; break; case 207: bar = 3.75; break; case 208: bar = 3.73; break; case 209: bar = 3.71; break; case 210: bar = 3.69; break; case 211: bar = 3.67; break; case 212: bar = 3.66; break; case 213: bar = 3.64; break; case 214: bar = 3.62; break; case 215: bar = 3.6; break; case 216: bar = 3.59; break; case 217: bar = 3.57; break; case 218: bar = 3.55; break; case 219: bar = 3.53; break; case 220: bar = 3.52; break; case 221: bar = 3.5; break; case 222: bar = 3.48; break; case 223: bar = 3.47; break; case 224: bar = 3.45; break; case 225: bar = 3.44; break; case 226: bar = 3.42; break; case 227: bar = 3.4; break; case 228: bar = 3.39; break; case 229: bar = 3.37; break; case 230: bar = 3.36; break; case 231: bar = 3.34; break; case 232: bar = 3.33; break; case 233: bar = 3.31; break; case 234: bar = 3.3; break; case 235: bar = 3.28; break; case 236: bar = 3.27; break; case 237: bar = 3.25; break; case 238: bar = 3.24; break; case 239: bar = 3.22; break; case 240: bar = 3.21; break; case 241: bar = 3.19; break; case 242: bar = 3.18; break; case 243: bar = 3.17; break; case 244: bar = 3.15; break; case 245: bar = 3.14; break; case 246: bar = 3.12; break; case 247: bar = 3.11; break; case 248: bar = 3.1; break; case 249: bar = 3.08; break; case 250: bar = 3.07; break; case 251: bar = 3.06; break; case 252: bar = 3.04; break; case 253: bar = 3.03; break; case 254: bar = 3.02; break; case 255: bar = 3.01; break; case 256: bar = 2.99; break; case 257: bar = 2.98; break; case 258: bar = 2.97; break; case 259: bar = 2.96; break; case 260: bar = 2.94; break; case 261: bar = 2.93; break; case 262: bar = 2.92; break; case 263: bar = 2.91; break; case 264: bar = 2.89; break; case 265: bar = 2.88; break; case 266: bar = 2.87; break; case 267: bar = 2.86; break; case 268: bar = 2.85; break; case 269: bar = 2.83; break; case 270: bar = 2.82; break; case 271: bar = 2.81; break; case 272: bar = 2.8; break; case 273: bar = 2.79; break; case 274: bar = 2.78; break; case 275: bar = 2.77; break; case 276: bar = 2.76; break; case 277: bar = 2.74; break; case 278: bar = 2.73; break; case 279: bar = 2.72; break; case 280: bar = 2.71; break; case 281: bar = 2.7; break; case 282: bar = 2.69; break; case 283: bar = 2.68; break; case 284: bar = 2.67; break; case 285: bar = 2.66; break; case 286: bar = 2.65; break; case 287: bar = 2.64; break; case 288: bar = 2.63; break; case 289: bar = 2.62; break; case 290: bar = 2.61; break; case 291: bar = 2.6; break; case 292: bar = 2.59; break; case 293: bar = 2.58; break; case 294: bar = 2.57; break; case 295: bar = 2.56; break; case 296: bar = 2.55; break; case 297: bar = 2.54; break; case 298: bar = 2.53; break; case 299: bar = 2.52; break; case 300: bar = 2.51; break; case 301: bar = 2.5; break; case 302: bar = 2.49; break; case 303: bar = 2.48; break; case 304: bar = 2.47; break; case 305: bar = 2.46; break; case 306: bar = 2.45; break; case 307: bar = 2.44; break; case 308: bar = 2.43; break; case 309: bar = 2.42; break; case 310: bar = 2.41; break; case 311: bar = 2.41; break; case 312: bar = 2.4; break; case 313: bar = 2.39; break; case 314: bar = 2.38; break; case 315: bar = 2.37; break; case 316: bar = 2.36; break; case 317: bar = 2.35; break; case 318: bar = 2.34; break; case 319: bar = 2.34; break; case 320: bar = 2.33; break; case 321: bar = 2.32; break; case 322: bar = 2.31; break; case 323: bar = 2.3; break; case 324: bar = 2.29; break; case 325: bar = 2.28; break; case 326: bar = 2.28; break; case 327: bar = 2.27; break; case 328: bar = 2.26; break; case 329: bar = 2.25; break; case 330: bar = 2.24; break; case 331: bar = 2.24; break; case 332: bar = 2.23; break; case 333: bar = 2.22; break; case 334: bar = 2.21; break; case 335: bar = 2.2; break; case 336: bar = 2.2; break; case 337: bar = 2.19; break; case 338: bar = 2.18; break; case 339: bar = 2.17; break; case 340: bar = 2.17; break; case 341: bar = 2.16; break; case 342: bar = 2.15; break; case 343: bar = 2.14; break; case 344: bar = 2.13; break; case 345: bar = 2.13; break; case 346: bar = 2.12; break; case 347: bar = 2.11; break; case 348: bar = 2.11; break; case 349: bar = 2.1; break; case 350: bar = 2.09; break; case 351: bar = 2.08; break; case 352: bar = 2.08; break; case 353: bar = 2.07; break; case 354: bar = 2.06; break; case 355: bar = 2.05; break; case 356: bar = 2.05; break; case 357: bar = 2.04; break; case 358: bar = 2.03; break; case 359: bar = 2.03; break; case 360: bar = 2.02; break; case 361: bar = 2.01; break; case 362: bar = 2.01; break; case 363: bar = 2; break; case 364: bar = 1.99; break; case 365: bar = 1.99; break; case 366: bar = 1.98; break; case 367: bar = 1.97; break; case 368: bar = 1.97; break; case 369: bar = 1.96; break; case 370: bar = 1.95; break; case 371: bar = 1.95; break; case 372: bar = 1.94; break; case 373: bar = 1.93; break; case 374: bar = 1.93; break; case 375: bar = 1.92; break; case 376: bar = 1.91; break; case 377: bar = 1.91; break; case 378: bar = 1.9; break; case 379: bar = 1.89; break; case 380: bar = 1.89; break; case 381: bar = 1.88; break; case 382: bar = 1.88; break; case 383: bar = 1.87; break; case 384: bar = 1.86; break; case 385: bar = 1.86; break; case 386: bar = 1.85; break; case 387: bar = 1.85; break; case 388: bar = 1.84; break; case 389: bar = 1.83; break; case 390: bar = 1.83; break; case 391: bar = 1.82; break; case 392: bar = 1.82; break; case 393: bar = 1.81; break; case 394: bar = 1.8; break; case 395: bar = 1.8; break; case 396: bar = 1.79; break; case 397: bar = 1.79; break; case 398: bar = 1.78; break; case 399: bar = 1.77; break; case 400: bar = 1.77; break; case 401: bar = 1.76; break; case 402: bar = 1.76; break; case 403: bar = 1.75; break; case 404: bar = 1.75; break; case 405: bar = 1.74; break; case 406: bar = 1.73; break; case 407: bar = 1.73; break; case 408: bar = 1.72; break; case 409: bar = 1.72; break; case 410: bar = 1.71; break; case 411: bar = 1.71; break; case 412: bar = 1.7; break; case 413: bar = 1.7; break; case 414: bar = 1.69; break; case 415: bar = 1.69; break; case 416: bar = 1.68; break; case 417: bar = 1.67; break; case 418: bar = 1.67; break; case 419: bar = 1.66; break; case 420: bar = 1.66; break; case 421: bar = 1.65; break; case 422: bar = 1.65; break; case 423: bar = 1.64; break; case 424: bar = 1.64; break; case 425: bar = 1.63; break; case 426: bar = 1.63; break; case 427: bar = 1.62; break; case 428: bar = 1.62; break; case 429: bar = 1.61; break; case 430: bar = 1.61; break; case 431: bar = 1.6; break; case 432: bar = 1.6; break; case 433: bar = 1.59; break; case 434: bar = 1.59; break; case 435: bar = 1.58; break; case 436: bar = 1.58; break; case 437: bar = 1.57; break; case 438: bar = 1.57; break; case 439: bar = 1.56; break; case 440: bar = 1.56; break; case 441: bar = 1.55; break; case 442: bar = 1.55; break; case 443: bar = 1.54; break; case 444: bar = 1.54; break; case 445: bar = 1.53; break; case 446: bar = 1.53; break; case 447: bar = 1.53; break; case 448: bar = 1.52; break; case 449: bar = 1.52; break; case 450: bar = 1.51; break; case 451: bar = 1.51; break; case 452: bar = 1.5; break; case 453: bar = 1.5; break; case 454: bar = 1.49; break; case 455: bar = 1.49; break; case 456: bar = 1.48; break; case 457: bar = 1.48; break; case 458: bar = 1.47; break; case 459: bar = 1.47; break; case 460: bar = 1.47; break; case 461: bar = 1.46; break; case 462: bar = 1.46; break; case 463: bar = 1.45; break; case 464: bar = 1.45; break; case 465: bar = 1.44; break; case 466: bar = 1.44; break; case 467: bar = 1.44; break; case 468: bar = 1.43; break; case 469: bar = 1.43; break; case 470: bar = 1.42; break; case 471: bar = 1.42; break; case 472: bar = 1.41; break; case 473: bar = 1.41; break; case 474: bar = 1.41; break; case 475: bar = 1.4; break; case 476: bar = 1.4; break; case 477: bar = 1.39; break; case 478: bar = 1.39; break; case 479: bar = 1.38; break; case 480: bar = 1.38; break; case 481: bar = 1.38; break; case 482: bar = 1.37; break; case 483: bar = 1.37; break; case 484: bar = 1.36; break; case 485: bar = 1.36; break; case 486: bar = 1.36; break; case 487: bar = 1.35; break; case 488: bar = 1.35; break; case 489: bar = 1.34; break; case 490: bar = 1.34; break; case 491: bar = 1.34; break; case 492: bar = 1.33; break; case 493: bar = 1.33; break; case 494: bar = 1.32; break; case 495: bar = 1.32; break; case 496: bar = 1.32; break; case 497: bar = 1.31; break; case 498: bar = 1.31; break; case 499: bar = 1.3; break; case 500: bar = 1.3; break; case 501: bar = 1.3; break; case 502: bar = 1.29; break; case 503: bar = 1.29; break; case 504: bar = 1.29; break; case 505: bar = 1.28; break; case 506: bar = 1.28; break; case 507: bar = 1.27; break; case 508: bar = 1.27; break; case 509: bar = 1.27; break; case 510: bar = 1.26; break; case 511: bar = 1.26; break; case 512: bar = 1.26; break; case 513: bar = 1.25; break; case 514: bar = 1.25; break; case 515: bar = 1.24; break; case 516: bar = 1.24; break; case 517: bar = 1.24; break; case 518: bar = 1.23; break; case 519: bar = 1.23; break; case 520: bar = 1.23; break; case 521: bar = 1.22; break; case 522: bar = 1.22; break; case 523: bar = 1.22; break; case 524: bar = 1.21; break; case 525: bar = 1.21; break; case 526: bar = 1.21; break; case 527: bar = 1.2; break; case 528: bar = 1.2; break; case 529: bar = 1.2; break; case 530: bar = 1.19; break; case 531: bar = 1.19; break; case 532: bar = 1.18; break; case 533: bar = 1.18; break; case 534: bar = 1.18; break; case 535: bar = 1.17; break; case 536: bar = 1.17; break; case 537: bar = 1.17; break; case 538: bar = 1.16; break; case 539: bar = 1.16; break; case 540: bar = 1.16; break; case 541: bar = 1.15; break; case 542: bar = 1.15; break; case 543: bar = 1.15; break; case 544: bar = 1.14; break; case 545: bar = 1.14; break; case 546: bar = 1.14; break; case 547: bar = 1.13; break; case 548: bar = 1.13; break; case 549: bar = 1.13; break; case 550: bar = 1.12; break; case 551: bar = 1.12; break; case 552: bar = 1.12; break; case 553: bar = 1.12; break; case 554: bar = 1.11; break; case 555: bar = 1.11; break; case 556: bar = 1.11; break; case 557: bar = 1.1; break; case 558: bar = 1.1; break; case 559: bar = 1.1; break; case 560: bar = 1.09; break; case 561: bar = 1.09; break; case 562: bar = 1.09; break; case 563: bar = 1.08; break; case 564: bar = 1.08; break; case 565: bar = 1.08; break; case 566: bar = 1.07; break; case 567: bar = 1.07; break; case 568: bar = 1.07; break; case 569: bar = 1.07; break; case 570: bar = 1.06; break; case 571: bar = 1.06; break; case 572: bar = 1.06; break; case 573: bar = 1.05; break; case 574: bar = 1.05; break; case 575: bar = 1.05; break; case 576: bar = 1.04; break; case 577: bar = 1.04; break; case 578: bar = 1.04; break; case 579: bar = 1.04; break; case 580: bar = 1.03; break; case 581: bar = 1.03; break; case 582: bar = 1.03; break; case 583: bar = 1.02; break; case 584: bar = 1.02; break; case 585: bar = 1.02; break; case 586: bar = 1.02; break; case 587: bar = 1.01; break; case 588: bar = 1.01; break; case 589: bar = 1.01; break; case 590: bar = 1; break; case 591: bar = 1; break; case 592: bar = 1; break; case 593: bar = 1; break; case 594: bar = 0.99; break; case 595: bar = 0.99; break; case 596: bar = 0.99; break; case 597: bar = 0.98; break; case 598: bar = 0.98; break; case 599: bar = 0.98; break; case 600: bar = 0.98; break; case 601: bar = 0.97; break; case 602: bar = 0.97; break; case 603: bar = 0.97; break; case 604: bar = 0.96; break; case 605: bar = 0.96; break; case 606: bar = 0.96; break; case 607: bar = 0.96; break; case 608: bar = 0.95; break; case 609: bar = 0.95; break; case 610: bar = 0.95; break; case 611: bar = 0.95; break; case 612: bar = 0.94; break; case 613: bar = 0.94; break; case 614: bar = 0.94; break; case 615: bar = 0.94; break; case 616: bar = 0.93; break; case 617: bar = 0.93; break; case 618: bar = 0.93; break; case 619: bar = 0.92; break; case 620: bar = 0.92; break; case 621: bar = 0.92; break; case 622: bar = 0.92; break; case 623: bar = 0.91; break; case 624: bar = 0.91; break; case 625: bar = 0.91; break; case 626: bar = 0.91; break; case 627: bar = 0.9; break; case 628: bar = 0.9; break; case 629: bar = 0.9; break; case 630: bar = 0.9; break; case 631: bar = 0.89; break; case 632: bar = 0.89; break; case 633: bar = 0.89; break; case 634: bar = 0.89; break; case 635: bar = 0.88; break; case 636: bar = 0.88; break; case 637: bar = 0.88; break; case 638: bar = 0.88; break; case 639: bar = 0.87; break; case 640: bar = 0.87; break; case 641: bar = 0.87; break; case 642: bar = 0.87; break; case 643: bar = 0.86; break; case 644: bar = 0.86; break; case 645: bar = 0.86; break; case 646: bar = 0.86; break; case 647: bar = 0.85; break; case 648: bar = 0.85; break; case 649: bar = 0.85; break; case 650: bar = 0.85; break; case 651: bar = 0.84; break; case 652: bar = 0.84; break; case 653: bar = 0.84; break; case 654: bar = 0.84; break; case 655: bar = 0.84; break; case 656: bar = 0.83; break; case 657: bar = 0.83; break; case 658: bar = 0.83; break; case 659: bar = 0.83; break; case 660: bar = 0.82; break; case 661: bar = 0.82; break; case 662: bar = 0.82; break; case 663: bar = 0.82; break; case 664: bar = 0.81; break; case 665: bar = 0.81; break; case 666: bar = 0.81; break; case 667: bar = 0.81; break; case 668: bar = 0.81; break; case 669: bar = 0.8; break; case 670: bar = 0.8; break; case 671: bar = 0.8; break; case 672: bar = 0.8; break; case 673: bar = 0.79; break; case 674: bar = 0.79; break; case 675: bar = 0.79; break; case 676: bar = 0.79; break; case 677: bar = 0.78; break; case 678: bar = 0.78; break; case 679: bar = 0.78; break; case 680: bar = 0.78; break; case 681: bar = 0.78; break; case 682: bar = 0.77; break; case 683: bar = 0.77; break; case 684: bar = 0.77; break; case 685: bar = 0.77; break; case 686: bar = 0.77; break; case 687: bar = 0.76; break; case 688: bar = 0.76; break; case 689: bar = 0.76; break; case 690: bar = 0.76; break; case 691: bar = 0.75; break; case 692: bar = 0.75; break; case 693: bar = 0.75; break; case 694: bar = 0.75; break; case 695: bar = 0.75; break; case 696: bar = 0.74; break; case 697: bar = 0.74; break; case 698: bar = 0.74; break; case 699: bar = 0.74; break; case 700: bar = 0.74; break; case 701: bar = 0.73; break; case 702: bar = 0.73; break; case 703: bar = 0.73; break; case 704: bar = 0.73; break; case 705: bar = 0.72; break; case 706: bar = 0.72; break; case 707: bar = 0.72; break; case 708: bar = 0.72; break; case 709: bar = 0.72; break; case 710: bar = 0.71; break; case 711: bar = 0.71; break; case 712: bar = 0.71; break; case 713: bar = 0.71; break; case 714: bar = 0.71; break; case 715: bar = 0.7; break; case 716: bar = 0.7; break; case 717: bar = 0.7; break; case 718: bar = 0.7; break; case 719: bar = 0.7; break; case 720: bar = 0.69; break; case 721: bar = 0.69; break; case 722: bar = 0.69; break; case 723: bar = 0.69; break; case 724: bar = 0.69; break; case 725: bar = 0.68; break; case 726: bar = 0.68; break; case 727: bar = 0.68; break; case 728: bar = 0.68; break; case 729: bar = 0.68; break; case 730: bar = 0.67; break; case 731: bar = 0.67; break; case 732: bar = 0.67; break; case 733: bar = 0.67; break; case 734: bar = 0.67; break; case 735: bar = 0.67; break; case 736: bar = 0.66; break; case 737: bar = 0.66; break; case 738: bar = 0.66; break; case 739: bar = 0.66; break; case 740: bar = 0.66; break; case 741: bar = 0.65; break; case 742: bar = 0.65; break; case 743: bar = 0.65; break; case 744: bar = 0.65; break; case 745: bar = 0.65; break; case 746: bar = 0.64; break; case 747: bar = 0.64; break; case 748: bar = 0.64; break; case 749: bar = 0.64; break; case 750: bar = 0.64; break; case 751: bar = 0.64; break; case 752: bar = 0.63; break; case 753: bar = 0.63; break; case 754: bar = 0.63; break; case 755: bar = 0.63; break; case 756: bar = 0.63; break; case 757: bar = 0.62; break; case 758: bar = 0.62; break; case 759: bar = 0.62; break; case 760: bar = 0.62; break; case 761: bar = 0.62; break; case 762: bar = 0.61; break; case 763: bar = 0.61; break; case 764: bar = 0.61; break; case 765: bar = 0.61; break; case 766: bar = 0.61; break; case 767: bar = 0.61; break; case 768: bar = 0.6; break; case 769: bar = 0.6; break; case 770: bar = 0.6; break; case 771: bar = 0.6; break; case 772: bar = 0.6; break; case 773: bar = 0.6; break; case 774: bar = 0.59; break; case 775: bar = 0.59; break; case 776: bar = 0.59; break; case 777: bar = 0.59; break; case 778: bar = 0.59; break; case 779: bar = 0.59; break; case 780: bar = 0.58; break; case 781: bar = 0.58; break; case 782: bar = 0.58; break; case 783: bar = 0.58; break; case 784: bar = 0.58; break; case 785: bar = 0.57; break; case 786: bar = 0.57; break; case 787: bar = 0.57; break; case 788: bar = 0.57; break; case 789: bar = 0.57; break; case 790: bar = 0.57; break; case 791: bar = 0.56; break; case 792: bar = 0.56; break; case 793: bar = 0.56; break; case 794: bar = 0.56; break; case 795: bar = 0.56; break; case 796: bar = 0.56; break; case 797: bar = 0.55; break; case 798: bar = 0.55; break; case 799: bar = 0.55; break; case 800: bar = 0.55; break; case 801: bar = 0.55; break; case 802: bar = 0.55; break; case 803: bar = 0.54; break; case 804: bar = 0.54; break; case 805: bar = 0.54; break; case 806: bar = 0.54; break; case 807: bar = 0.54; break; case 808: bar = 0.54; break; case 809: bar = 0.53; break; case 810: bar = 0.53; break; case 811: bar = 0.53; break; case 812: bar = 0.53; break; case 813: bar = 0.53; break; case 814: bar = 0.53; break; case 815: bar = 0.53; break; case 816: bar = 0.52; break; case 817: bar = 0.52; break; case 818: bar = 0.52; break; case 819: bar = 0.52; break; case 820: bar = 0.52; break; case 821: bar = 0.52; break; case 822: bar = 0.51; break; case 823: bar = 0.51; break; case 824: bar = 0.51; break; case 825: bar = 0.51; break; case 826: bar = 0.51; break; case 827: bar = 0.51; break; case 828: bar = 0.5; break; case 829: bar = 0.5; break; case 830: bar = 0.5; break; case 831: bar = 0.5; break; case 832: bar = 0.5; break; case 833: bar = 0.5; break; case 834: bar = 0.5; break; case 835: bar = 0.49; break; case 836: bar = 0.49; break; case 837: bar = 0.49; break; case 838: bar = 0.49; break; case 839: bar = 0.49; break; case 840: bar = 0.49; break; case 841: bar = 0.48; break; case 842: bar = 0.48; break; case 843: bar = 0.48; break; case 844: bar = 0.48; break; case 845: bar = 0.48; break; case 846: bar = 0.48; break; case 847: bar = 0.48; break; case 848: bar = 0.47; break; case 849: bar = 0.47; break; case 850: bar = 0.47; break; case 851: bar = 0.47; break; case 852: bar = 0.47; break; case 853: bar = 0.47; break; case 854: bar = 0.47; break; case 855: bar = 0.46; break; case 856: bar = 0.46; break; case 857: bar = 0.46; break; case 858: bar = 0.46; break; case 859: bar = 0.46; break; case 860: bar = 0.46; break; case 861: bar = 0.46; break; case 862: bar = 0.45; break; case 863: bar = 0.45; break; case 864: bar = 0.45; break; case 865: bar = 0.45; break; case 866: bar = 0.45; break; case 867: bar = 0.45; break; case 868: bar = 0.45; break; case 869: bar = 0.44; break; case 870: bar = 0.44; break; case 871: bar = 0.44; break; case 872: bar = 0.44; break; case 873: bar = 0.44; break; case 874: bar = 0.44; break; case 875: bar = 0.44; break; case 876: bar = 0.43; break; case 877: bar = 0.43; break; case 878: bar = 0.43; break; case 879: bar = 0.43; break; case 880: bar = 0.43; break; case 881: bar = 0.43; break; case 882: bar = 0.43; break; case 883: bar = 0.42; break; case 884: bar = 0.42; break; case 885: bar = 0.42; break; case 886: bar = 0.42; break; case 887: bar = 0.42; break; case 888: bar = 0.42; break; case 889: bar = 0.42; break; case 890: bar = 0.41; break; case 891: bar = 0.41; break; case 892: bar = 0.41; break; case 893: bar = 0.41; break; case 894: bar = 0.41; break; case 895: bar = 0.41; break; case 896: bar = 0.41; break; case 897: bar = 0.41; break; case 898: bar = 0.4; break; case 899: bar = 0.4; break; case 900: bar = 0.4; break; case 901: bar = 0.4; break; case 902: bar = 0.4; break; case 903: bar = 0.4; break; case 904: bar = 0.4; break; case 905: bar = 0.39; break; case 906: bar = 0.39; break; case 907: bar = 0.39; break; case 908: bar = 0.39; break; case 909: bar = 0.39; break; case 910: bar = 0.39; break; case 911: bar = 0.39; break; case 912: bar = 0.39; break; case 913: bar = 0.38; break; case 914: bar = 0.38; break; case 915: bar = 0.38; break; case 916: bar = 0.38; break; case 917: bar = 0.38; break; case 918: bar = 0.38; break; case 919: bar = 0.38; break; case 920: bar = 0.38; break; case 921: bar = 0.37; break; case 922: bar = 0.37; break; case 923: bar = 0.37; break; case 924: bar = 0.37; break; case 925: bar = 0.37; break; case 926: bar = 0.37; break; case 927: bar = 0.37; break; case 928: bar = 0.37; break; case 929: bar = 0.36; break; case 930: bar = 0.36; break; case 931: bar = 0.36; break; case 932: bar = 0.36; break; case 933: bar = 0.36; break; case 934: bar = 0.36; break; case 935: bar = 0.36; break; case 936: bar = 0.36; break; case 937: bar = 0.35; break; case 938: bar = 0.35; break; case 939: bar = 0.35; break; case 940: bar = 0.35; break; case 941: bar = 0.35; break; case 942: bar = 0.35; break; case 943: bar = 0.35; break; case 944: bar = 0.35; break; case 945: bar = 0.34; break; case 946: bar = 0.34; break; case 947: bar = 0.34; break; case 948: bar = 0.34; break; case 949: bar = 0.34; break; case 950: bar = 0.34; break; case 951: bar = 0.34; break; case 952: bar = 0.34; break; case 953: bar = 0.33; break; case 954: bar = 0.33; break; case 955: bar = 0.33; break; case 956: bar = 0.33; break; case 957: bar = 0.33; break; case 958: bar = 0.33; break; case 959: bar = 0.33; break; case 960: bar = 0.33; break; case 961: bar = 0.32; break; case 962: bar = 0.32; break; case 963: bar = 0.32; break; case 964: bar = 0.32; break; case 965: bar = 0.32; break; case 966: bar = 0.32; break; case 967: bar = 0.32; break; case 968: bar = 0.32; break; case 969: bar = 0.32; break; case 970: bar = 0.31; break; case 971: bar = 0.31; break; case 972: bar = 0.31; break; case 973: bar = 0.31; break; case 974: bar = 0.31; break; case 975: bar = 0.31; break; case 976: bar = 0.31; break; case 977: bar = 0.31; break; case 978: bar = 0.3; break; case 979: bar = 0.3; break; case 980: bar = 0.3; break; case 981: bar = 0.3; break; case 982: bar = 0.3; break; case 983: bar = 0.3; break; case 984: bar = 0.3; break; case 985: bar = 0.3; break; case 986: bar = 0.3; break; case 987: bar = 0.29; break; case 988: bar = 0.29; break; case 989: bar = 0.29; break; case 990: bar = 0.29; break; case 991: bar = 0.29; break; case 992: bar = 0.29; break; case 993: bar = 0.29; break; case 994: bar = 0.29; break; case 995: bar = 0.29; break; case 996: bar = 0.28; break; case 997: bar = 0.28; break; case 998: bar = 0.28; break; case 999: bar = 0.28; break; case 1000: bar = 0.28; break; case 1001: bar = 0.28; break; case 1002: bar = 0.28; break; case 1003: bar = 0.28; break; case 1004: bar = 0.28; break; case 1005: bar = 0.27; break; case 1006: bar = 0.27; break; case 1007: bar = 0.27; break; case 1008: bar = 0.27; break; case 1009: bar = 0.27; break; case 1010: bar = 0.27; break; case 1011: bar = 0.27; break; case 1012: bar = 0.27; break; case 1013: bar = 0.27; break; case 1014: bar = 0.26; break; case 1015: bar = 0.26; break; case 1016: bar = 0.26; break; case 1017: bar = 0.26; break; case 1018: bar = 0.26; break; case 1019: bar = 0.26; break; case 1020: bar = 0.26; break; case 1021: bar = 0.26; break; case 1022: bar = 0.26; break; case 1023: bar = 0.26; break; case 1024: bar = 0.25; break;
case 7: bar = 65.72; break; | case 7: bar = 65.72; break; case 8: bar = 59.49; break; case 9: bar = 54.44; break; case 10: bar = 50.25; break; case 11: bar = 46.72; break; case 12: bar = 43.69; break; case 13: bar = 41.07; break; case 14: bar = 38.77; break; case 15: bar = 36.73; break; case 16: bar = 34.92; break; case 17: bar = 33.29; break; case 18: bar = 31.82; break; case 19: bar = 30.49; break; case 20: bar = 29.27; break; case 21: bar = 28.15; break; case 22: bar = 27.12; break; case 23: bar = 26.17; break; case 24: bar = 25.29; break; case 25: bar = 24.47; break; case 26: bar = 23.71; break; case 27: bar = 22.99; break; case 28: bar = 22.32; break; case 29: bar = 21.69; break; case 30: bar = 21.1; break; case 31: bar = 20.54; break; case 32: bar = 20.02; break; case 33: bar = 19.52; break; case 34: bar = 19.04; break; case 35: bar = 18.59; break; case 36: bar = 18.16; break; case 37: bar = 17.76; break; case 38: bar = 17.37; break; case 39: bar = 17; break; case 40: bar = 16.64; break; case 41: bar = 16.3; break; case 42: bar = 15.98; break; case 43: bar = 15.67; break; case 44: bar = 15.37; break; case 45: bar = 15.08; break; case 46: bar = 14.81; break; case 47: bar = 14.54; break; case 48: bar = 14.28; break; case 49: bar = 14.04; break; case 50: bar = 13.8; break; case 51: bar = 13.57; break; case 52: bar = 13.35; break; case 53: bar = 13.13; break; case 54: bar = 12.93; break; case 55: bar = 12.73; break; case 56: bar = 12.53; break; case 57: bar = 12.34; break; case 58: bar = 12.16; break; case 59: bar = 11.98; break; case 60: bar = 11.81; break; case 61: bar = 11.65; break; case 62: bar = 11.48; break; case 63: bar = 11.33; break; case 64: bar = 11.17; break; case 65: bar = 11.02; break; case 66: bar = 10.88; break; case 67: bar = 10.74; break; case 68: bar = 10.6; break; case 69: bar = 10.47; break; case 70: bar = 10.34; break; case 71: bar = 10.21; break; case 72: bar = 10.09; break; case 73: bar = 9.97; break; case 74: bar = 9.85; break; case 75: bar = 9.73; break; case 76: bar = 9.62; break; case 77: bar = 9.51; break; case 78: bar = 9.4; break; case 79: bar = 9.3; break; case 80: bar = 9.19; break; case 81: bar = 9.09; break; case 82: bar = 9; break; case 83: bar = 8.9; break; case 84: bar = 8.81; break; case 85: bar = 8.71; break; case 86: bar = 8.62; break; case 87: bar = 8.53; break; case 88: bar = 8.45; break; case 89: bar = 8.36; break; case 90: bar = 8.28; break; case 91: bar = 8.2; break; case 92: bar = 8.12; break; case 93: bar = 8.04; break; case 94: bar = 7.96; break; case 95: bar = 7.89; break; case 96: bar = 7.81; break; case 97: bar = 7.74; break; case 98: bar = 7.67; break; case 99: bar = 7.6; break; case 100: bar = 7.53; break; case 101: bar = 7.46; break; case 102: bar = 7.4; break; case 103: bar = 7.33; break; case 104: bar = 7.27; break; case 105: bar = 7.2; break; case 106: bar = 7.14; break; case 107: bar = 7.08; break; case 108: bar = 7.02; break; case 109: bar = 6.96; break; case 110: bar = 6.9; break; case 111: bar = 6.85; break; case 112: bar = 6.79; break; case 113: bar = 6.74; break; case 114: bar = 6.68; break; case 115: bar = 6.63; break; case 116: bar = 6.57; break; case 117: bar = 6.52; break; case 118: bar = 6.47; break; case 119: bar = 6.42; break; case 120: bar = 6.37; break; case 121: bar = 6.32; break; case 122: bar = 6.27; break; case 123: bar = 6.23; break; case 124: bar = 6.18; break; case 125: bar = 6.13; break; case 126: bar = 6.09; break; case 127: bar = 6.04; break; case 128: bar = 6; break; case 129: bar = 5.95; break; case 130: bar = 5.91; break; case 131: bar = 5.87; break; case 132: bar = 5.83; break; case 133: bar = 5.79; break; case 134: bar = 5.75; break; case 135: bar = 5.71; break; case 136: bar = 5.67; break; case 137: bar = 5.63; break; case 138: bar = 5.59; break; case 139: bar = 5.55; break; case 140: bar = 5.51; break; case 141: bar = 5.47; break; case 142: bar = 5.44; break; case 143: bar = 5.4; break; case 144: bar = 5.37; break; case 145: bar = 5.33; break; case 146: bar = 5.3; break; case 147: bar = 5.26; break; case 148: bar = 5.23; break; case 149: bar = 5.19; break; case 150: bar = 5.16; break; case 151: bar = 5.13; break; case 152: bar = 5.09; break; case 153: bar = 5.06; break; case 154: bar = 5.03; break; case 155: bar = 5; break; case 156: bar = 4.97; break; case 157: bar = 4.94; break; case 158: bar = 4.91; break; case 159: bar = 4.88; break; case 160: bar = 4.85; break; case 161: bar = 4.82; break; case 162: bar = 4.79; break; case 163: bar = 4.76; break; case 164: bar = 4.73; break; case 165: bar = 4.7; break; case 166: bar = 4.68; break; case 167: bar = 4.65; break; case 168: bar = 4.62; break; case 169: bar = 4.59; break; case 170: bar = 4.57; break; case 171: bar = 4.54; break; case 172: bar = 4.52; break; case 173: bar = 4.49; break; case 174: bar = 4.46; break; case 175: bar = 4.44; break; case 176: bar = 4.41; break; case 177: bar = 4.39; break; case 178: bar = 4.36; break; case 179: bar = 4.34; break; case 180: bar = 4.32; break; case 181: bar = 4.29; break; case 182: bar = 4.27; break; case 183: bar = 4.25; break; case 184: bar = 4.22; break; case 185: bar = 4.2; break; case 186: bar = 4.18; break; case 187: bar = 4.15; break; case 188: bar = 4.13; break; case 189: bar = 4.11; break; case 190: bar = 4.09; break; case 191: bar = 4.07; break; case 192: bar = 4.05; break; case 193: bar = 4.02; break; case 194: bar = 4; break; case 195: bar = 3.98; break; case 196: bar = 3.96; break; case 197: bar = 3.94; break; case 198: bar = 3.92; break; case 199: bar = 3.9; break; case 200: bar = 3.88; break; case 201: bar = 3.86; break; case 202: bar = 3.84; break; case 203: bar = 3.82; break; case 204: bar = 3.8; break; case 205: bar = 3.78; break; case 206: bar = 3.77; break; case 207: bar = 3.75; break; case 208: bar = 3.73; break; case 209: bar = 3.71; break; case 210: bar = 3.69; break; case 211: bar = 3.67; break; case 212: bar = 3.66; break; case 213: bar = 3.64; break; case 214: bar = 3.62; break; case 215: bar = 3.6; break; case 216: bar = 3.59; break; case 217: bar = 3.57; break; case 218: bar = 3.55; break; case 219: bar = 3.53; break; case 220: bar = 3.52; break; case 221: bar = 3.5; break; case 222: bar = 3.48; break; case 223: bar = 3.47; break; case 224: bar = 3.45; break; case 225: bar = 3.44; break; case 226: bar = 3.42; break; case 227: bar = 3.4; break; case 228: bar = 3.39; break; case 229: bar = 3.37; break; case 230: bar = 3.36; break; case 231: bar = 3.34; break; case 232: bar = 3.33; break; case 233: bar = 3.31; break; case 234: bar = 3.3; break; case 235: bar = 3.28; break; case 236: bar = 3.27; break; case 237: bar = 3.25; break; case 238: bar = 3.24; break; case 239: bar = 3.22; break; case 240: bar = 3.21; break; case 241: bar = 3.19; break; case 242: bar = 3.18; break; case 243: bar = 3.17; break; case 244: bar = 3.15; break; case 245: bar = 3.14; break; case 246: bar = 3.12; break; case 247: bar = 3.11; break; case 248: bar = 3.1; break; case 249: bar = 3.08; break; case 250: bar = 3.07; break; case 251: bar = 3.06; break; case 252: bar = 3.04; break; case 253: bar = 3.03; break; case 254: bar = 3.02; break; case 255: bar = 3.01; break; case 256: bar = 2.99; break; case 257: bar = 2.98; break; case 258: bar = 2.97; break; case 259: bar = 2.96; break; case 260: bar = 2.94; break; case 261: bar = 2.93; break; case 262: bar = 2.92; break; case 263: bar = 2.91; break; case 264: bar = 2.89; break; case 265: bar = 2.88; break; case 266: bar = 2.87; break; case 267: bar = 2.86; break; case 268: bar = 2.85; break; case 269: bar = 2.83; break; case 270: bar = 2.82; break; case 271: bar = 2.81; break; case 272: bar = 2.8; break; case 273: bar = 2.79; break; case 274: bar = 2.78; break; case 275: bar = 2.77; break; case 276: bar = 2.76; break; case 277: bar = 2.74; break; case 278: bar = 2.73; break; case 279: bar = 2.72; break; case 280: bar = 2.71; break; case 281: bar = 2.7; break; case 282: bar = 2.69; break; case 283: bar = 2.68; break; case 284: bar = 2.67; break; case 285: bar = 2.66; break; case 286: bar = 2.65; break; case 287: bar = 2.64; break; case 288: bar = 2.63; break; case 289: bar = 2.62; break; case 290: bar = 2.61; break; case 291: bar = 2.6; break; case 292: bar = 2.59; break; case 293: bar = 2.58; break; case 294: bar = 2.57; break; case 295: bar = 2.56; break; case 296: bar = 2.55; break; case 297: bar = 2.54; break; case 298: bar = 2.53; break; case 299: bar = 2.52; break; case 300: bar = 2.51; break; case 301: bar = 2.5; break; case 302: bar = 2.49; break; case 303: bar = 2.48; break; case 304: bar = 2.47; break; case 305: bar = 2.46; break; case 306: bar = 2.45; break; case 307: bar = 2.44; break; case 308: bar = 2.43; break; case 309: bar = 2.42; break; case 310: bar = 2.41; break; case 311: bar = 2.41; break; case 312: bar = 2.4; break; case 313: bar = 2.39; break; case 314: bar = 2.38; break; case 315: bar = 2.37; break; case 316: bar = 2.36; break; case 317: bar = 2.35; break; case 318: bar = 2.34; break; case 319: bar = 2.34; break; case 320: bar = 2.33; break; case 321: bar = 2.32; break; case 322: bar = 2.31; break; case 323: bar = 2.3; break; case 324: bar = 2.29; break; case 325: bar = 2.28; break; case 326: bar = 2.28; break; case 327: bar = 2.27; break; case 328: bar = 2.26; break; case 329: bar = 2.25; break; case 330: bar = 2.24; break; case 331: bar = 2.24; break; case 332: bar = 2.23; break; case 333: bar = 2.22; break; case 334: bar = 2.21; break; case 335: bar = 2.2; break; case 336: bar = 2.2; break; case 337: bar = 2.19; break; case 338: bar = 2.18; break; case 339: bar = 2.17; break; case 340: bar = 2.17; break; case 341: bar = 2.16; break; case 342: bar = 2.15; break; case 343: bar = 2.14; break; case 344: bar = 2.13; break; case 345: bar = 2.13; break; case 346: bar = 2.12; break; case 347: bar = 2.11; break; case 348: bar = 2.11; break; case 349: bar = 2.1; break; case 350: bar = 2.09; break; case 351: bar = 2.08; break; case 352: bar = 2.08; break; case 353: bar = 2.07; break; case 354: bar = 2.06; break; case 355: bar = 2.05; break; case 356: bar = 2.05; break; case 357: bar = 2.04; break; case 358: bar = 2.03; break; case 359: bar = 2.03; break; case 360: bar = 2.02; break; case 361: bar = 2.01; break; case 362: bar = 2.01; break; case 363: bar = 2; break; case 364: bar = 1.99; break; case 365: bar = 1.99; break; case 366: bar = 1.98; break; case 367: bar = 1.97; break; case 368: bar = 1.97; break; case 369: bar = 1.96; break; case 370: bar = 1.95; break; case 371: bar = 1.95; break; case 372: bar = 1.94; break; case 373: bar = 1.93; break; case 374: bar = 1.93; break; case 375: bar = 1.92; break; case 376: bar = 1.91; break; case 377: bar = 1.91; break; case 378: bar = 1.9; break; case 379: bar = 1.89; break; case 380: bar = 1.89; break; case 381: bar = 1.88; break; case 382: bar = 1.88; break; case 383: bar = 1.87; break; case 384: bar = 1.86; break; case 385: bar = 1.86; break; case 386: bar = 1.85; break; case 387: bar = 1.85; break; case 388: bar = 1.84; break; case 389: bar = 1.83; break; case 390: bar = 1.83; break; case 391: bar = 1.82; break; case 392: bar = 1.82; break; case 393: bar = 1.81; break; case 394: bar = 1.8; break; case 395: bar = 1.8; break; case 396: bar = 1.79; break; case 397: bar = 1.79; break; case 398: bar = 1.78; break; case 399: bar = 1.77; break; case 400: bar = 1.77; break; case 401: bar = 1.76; break; case 402: bar = 1.76; break; case 403: bar = 1.75; break; case 404: bar = 1.75; break; case 405: bar = 1.74; break; case 406: bar = 1.73; break; case 407: bar = 1.73; break; case 408: bar = 1.72; break; case 409: bar = 1.72; break; case 410: bar = 1.71; break; case 411: bar = 1.71; break; case 412: bar = 1.7; break; case 413: bar = 1.7; break; case 414: bar = 1.69; break; case 415: bar = 1.69; break; case 416: bar = 1.68; break; case 417: bar = 1.67; break; case 418: bar = 1.67; break; case 419: bar = 1.66; break; case 420: bar = 1.66; break; case 421: bar = 1.65; break; case 422: bar = 1.65; break; case 423: bar = 1.64; break; case 424: bar = 1.64; break; case 425: bar = 1.63; break; case 426: bar = 1.63; break; case 427: bar = 1.62; break; case 428: bar = 1.62; break; case 429: bar = 1.61; break; case 430: bar = 1.61; break; case 431: bar = 1.6; break; case 432: bar = 1.6; break; case 433: bar = 1.59; break; case 434: bar = 1.59; break; case 435: bar = 1.58; break; case 436: bar = 1.58; break; case 437: bar = 1.57; break; case 438: bar = 1.57; break; case 439: bar = 1.56; break; case 440: bar = 1.56; break; case 441: bar = 1.55; break; case 442: bar = 1.55; break; case 443: bar = 1.54; break; case 444: bar = 1.54; break; case 445: bar = 1.53; break; case 446: bar = 1.53; break; case 447: bar = 1.53; break; case 448: bar = 1.52; break; case 449: bar = 1.52; break; case 450: bar = 1.51; break; case 451: bar = 1.51; break; case 452: bar = 1.5; break; case 453: bar = 1.5; break; case 454: bar = 1.49; break; case 455: bar = 1.49; break; case 456: bar = 1.48; break; case 457: bar = 1.48; break; case 458: bar = 1.47; break; case 459: bar = 1.47; break; case 460: bar = 1.47; break; case 461: bar = 1.46; break; case 462: bar = 1.46; break; case 463: bar = 1.45; break; case 464: bar = 1.45; break; case 465: bar = 1.44; break; case 466: bar = 1.44; break; case 467: bar = 1.44; break; case 468: bar = 1.43; break; case 469: bar = 1.43; break; case 470: bar = 1.42; break; case 471: bar = 1.42; break; case 472: bar = 1.41; break; case 473: bar = 1.41; break; case 474: bar = 1.41; break; case 475: bar = 1.4; break; case 476: bar = 1.4; break; case 477: bar = 1.39; break; case 478: bar = 1.39; break; case 479: bar = 1.38; break; case 480: bar = 1.38; break; case 481: bar = 1.38; break; case 482: bar = 1.37; break; case 483: bar = 1.37; break; case 484: bar = 1.36; break; case 485: bar = 1.36; break; case 486: bar = 1.36; break; case 487: bar = 1.35; break; case 488: bar = 1.35; break; case 489: bar = 1.34; break; case 490: bar = 1.34; break; case 491: bar = 1.34; break; case 492: bar = 1.33; break; case 493: bar = 1.33; break; case 494: bar = 1.32; break; case 495: bar = 1.32; break; case 496: bar = 1.32; break; case 497: bar = 1.31; break; case 498: bar = 1.31; break; case 499: bar = 1.3; break; case 500: bar = 1.3; break; case 501: bar = 1.3; break; case 502: bar = 1.29; break; case 503: bar = 1.29; break; case 504: bar = 1.29; break; case 505: bar = 1.28; break; case 506: bar = 1.28; break; case 507: bar = 1.27; break; case 508: bar = 1.27; break; case 509: bar = 1.27; break; case 510: bar = 1.26; break; case 511: bar = 1.26; break; case 512: bar = 1.26; break; case 513: bar = 1.25; break; case 514: bar = 1.25; break; case 515: bar = 1.24; break; case 516: bar = 1.24; break; case 517: bar = 1.24; break; case 518: bar = 1.23; break; case 519: bar = 1.23; break; case 520: bar = 1.23; break; case 521: bar = 1.22; break; case 522: bar = 1.22; break; case 523: bar = 1.22; break; case 524: bar = 1.21; break; case 525: bar = 1.21; break; case 526: bar = 1.21; break; case 527: bar = 1.2; break; case 528: bar = 1.2; break; case 529: bar = 1.2; break; case 530: bar = 1.19; break; case 531: bar = 1.19; break; case 532: bar = 1.18; break; case 533: bar = 1.18; break; case 534: bar = 1.18; break; case 535: bar = 1.17; break; case 536: bar = 1.17; break; case 537: bar = 1.17; break; case 538: bar = 1.16; break; case 539: bar = 1.16; break; case 540: bar = 1.16; break; case 541: bar = 1.15; break; case 542: bar = 1.15; break; case 543: bar = 1.15; break; case 544: bar = 1.14; break; case 545: bar = 1.14; break; case 546: bar = 1.14; break; case 547: bar = 1.13; break; case 548: bar = 1.13; break; case 549: bar = 1.13; break; case 550: bar = 1.12; break; case 551: bar = 1.12; break; case 552: bar = 1.12; break; case 553: bar = 1.12; break; case 554: bar = 1.11; break; case 555: bar = 1.11; break; case 556: bar = 1.11; break; case 557: bar = 1.1; break; case 558: bar = 1.1; break; case 559: bar = 1.1; break; case 560: bar = 1.09; break; case 561: bar = 1.09; break; case 562: bar = 1.09; break; case 563: bar = 1.08; break; case 564: bar = 1.08; break; case 565: bar = 1.08; break; case 566: bar = 1.07; break; case 567: bar = 1.07; break; case 568: bar = 1.07; break; case 569: bar = 1.07; break; case 570: bar = 1.06; break; case 571: bar = 1.06; break; case 572: bar = 1.06; break; case 573: bar = 1.05; break; case 574: bar = 1.05; break; case 575: bar = 1.05; break; case 576: bar = 1.04; break; case 577: bar = 1.04; break; case 578: bar = 1.04; break; case 579: bar = 1.04; break; case 580: bar = 1.03; break; case 581: bar = 1.03; break; case 582: bar = 1.03; break; case 583: bar = 1.02; break; case 584: bar = 1.02; break; case 585: bar = 1.02; break; case 586: bar = 1.02; break; case 587: bar = 1.01; break; case 588: bar = 1.01; break; case 589: bar = 1.01; break; case 590: bar = 1; break; case 591: bar = 1; break; case 592: bar = 1; break; case 593: bar = 1; break; case 594: bar = 0.99; break; case 595: bar = 0.99; break; case 596: bar = 0.99; break; case 597: bar = 0.98; break; case 598: bar = 0.98; break; case 599: bar = 0.98; break; case 600: bar = 0.98; break; case 601: bar = 0.97; break; case 602: bar = 0.97; break; case 603: bar = 0.97; break; case 604: bar = 0.96; break; case 605: bar = 0.96; break; case 606: bar = 0.96; break; case 607: bar = 0.96; break; case 608: bar = 0.95; break; case 609: bar = 0.95; break; case 610: bar = 0.95; break; case 611: bar = 0.95; break; case 612: bar = 0.94; break; case 613: bar = 0.94; break; case 614: bar = 0.94; break; case 615: bar = 0.94; break; case 616: bar = 0.93; break; case 617: bar = 0.93; break; case 618: bar = 0.93; break; case 619: bar = 0.92; break; case 620: bar = 0.92; break; case 621: bar = 0.92; break; case 622: bar = 0.92; break; case 623: bar = 0.91; break; case 624: bar = 0.91; break; case 625: bar = 0.91; break; case 626: bar = 0.91; break; case 627: bar = 0.9; break; case 628: bar = 0.9; break; case 629: bar = 0.9; break; case 630: bar = 0.9; break; case 631: bar = 0.89; break; case 632: bar = 0.89; break; case 633: bar = 0.89; break; case 634: bar = 0.89; break; case 635: bar = 0.88; break; case 636: bar = 0.88; break; case 637: bar = 0.88; break; case 638: bar = 0.88; break; case 639: bar = 0.87; break; case 640: bar = 0.87; break; case 641: bar = 0.87; break; case 642: bar = 0.87; break; case 643: bar = 0.86; break; case 644: bar = 0.86; break; case 645: bar = 0.86; break; case 646: bar = 0.86; break; case 647: bar = 0.85; break; case 648: bar = 0.85; break; case 649: bar = 0.85; break; case 650: bar = 0.85; break; case 651: bar = 0.84; break; case 652: bar = 0.84; break; case 653: bar = 0.84; break; case 654: bar = 0.84; break; case 655: bar = 0.84; break; case 656: bar = 0.83; break; case 657: bar = 0.83; break; case 658: bar = 0.83; break; case 659: bar = 0.83; break; case 660: bar = 0.82; break; case 661: bar = 0.82; break; case 662: bar = 0.82; break; case 663: bar = 0.82; break; case 664: bar = 0.81; break; case 665: bar = 0.81; break; case 666: bar = 0.81; break; case 667: bar = 0.81; break; case 668: bar = 0.81; break; case 669: bar = 0.8; break; case 670: bar = 0.8; break; case 671: bar = 0.8; break; case 672: bar = 0.8; break; case 673: bar = 0.79; break; case 674: bar = 0.79; break; case 675: bar = 0.79; break; case 676: bar = 0.79; break; case 677: bar = 0.78; break; case 678: bar = 0.78; break; case 679: bar = 0.78; break; case 680: bar = 0.78; break; case 681: bar = 0.78; break; case 682: bar = 0.77; break; case 683: bar = 0.77; break; case 684: bar = 0.77; break; case 685: bar = 0.77; break; case 686: bar = 0.77; break; case 687: bar = 0.76; break; case 688: bar = 0.76; break; case 689: bar = 0.76; break; case 690: bar = 0.76; break; case 691: bar = 0.75; break; case 692: bar = 0.75; break; case 693: bar = 0.75; break; case 694: bar = 0.75; break; case 695: bar = 0.75; break; case 696: bar = 0.74; break; case 697: bar = 0.74; break; case 698: bar = 0.74; break; case 699: bar = 0.74; break; case 700: bar = 0.74; break; case 701: bar = 0.73; break; case 702: bar = 0.73; break; case 703: bar = 0.73; break; case 704: bar = 0.73; break; case 705: bar = 0.72; break; case 706: bar = 0.72; break; case 707: bar = 0.72; break; case 708: bar = 0.72; break; case 709: bar = 0.72; break; case 710: bar = 0.71; break; case 711: bar = 0.71; break; case 712: bar = 0.71; break; case 713: bar = 0.71; break; case 714: bar = 0.71; break; case 715: bar = 0.7; break; case 716: bar = 0.7; break; case 717: bar = 0.7; break; case 718: bar = 0.7; break; case 719: bar = 0.7; break; case 720: bar = 0.69; break; case 721: bar = 0.69; break; case 722: bar = 0.69; break; case 723: bar = 0.69; break; case 724: bar = 0.69; break; case 725: bar = 0.68; break; case 726: bar = 0.68; break; case 727: bar = 0.68; break; case 728: bar = 0.68; break; case 729: bar = 0.68; break; case 730: bar = 0.67; break; case 731: bar = 0.67; break; case 732: bar = 0.67; break; case 733: bar = 0.67; break; case 734: bar = 0.67; break; case 735: bar = 0.67; break; case 736: bar = 0.66; break; case 737: bar = 0.66; break; case 738: bar = 0.66; break; case 739: bar = 0.66; break; case 740: bar = 0.66; break; case 741: bar = 0.65; break; case 742: bar = 0.65; break; case 743: bar = 0.65; break; case 744: bar = 0.65; break; case 745: bar = 0.65; break; case 746: bar = 0.64; break; case 747: bar = 0.64; break; case 748: bar = 0.64; break; case 749: bar = 0.64; break; case 750: bar = 0.64; break; case 751: bar = 0.64; break; case 752: bar = 0.63; break; case 753: bar = 0.63; break; case 754: bar = 0.63; break; case 755: bar = 0.63; break; case 756: bar = 0.63; break; case 757: bar = 0.62; break; case 758: bar = 0.62; break; case 759: bar = 0.62; break; case 760: bar = 0.62; break; case 761: bar = 0.62; break; case 762: bar = 0.61; break; case 763: bar = 0.61; break; case 764: bar = 0.61; break; case 765: bar = 0.61; break; case 766: bar = 0.61; break; case 767: bar = 0.61; break; case 768: bar = 0.6; break; case 769: bar = 0.6; break; case 770: bar = 0.6; break; case 771: bar = 0.6; break; case 772: bar = 0.6; break; case 773: bar = 0.6; break; case 774: bar = 0.59; break; case 775: bar = 0.59; break; case 776: bar = 0.59; break; case 777: bar = 0.59; break; case 778: bar = 0.59; break; case 779: bar = 0.59; break; case 780: bar = 0.58; break; case 781: bar = 0.58; break; case 782: bar = 0.58; break; case 783: bar = 0.58; break; case 784: bar = 0.58; break; case 785: bar = 0.57; break; case 786: bar = 0.57; break; case 787: bar = 0.57; break; case 788: bar = 0.57; break; case 789: bar = 0.57; break; case 790: bar = 0.57; break; case 791: bar = 0.56; break; case 792: bar = 0.56; break; case 793: bar = 0.56; break; case 794: bar = 0.56; break; case 795: bar = 0.56; break; case 796: bar = 0.56; break; case 797: bar = 0.55; break; case 798: bar = 0.55; break; case 799: bar = 0.55; break; case 800: bar = 0.55; break; case 801: bar = 0.55; break; case 802: bar = 0.55; break; case 803: bar = 0.54; break; case 804: bar = 0.54; break; case 805: bar = 0.54; break; case 806: bar = 0.54; break; case 807: bar = 0.54; break; case 808: bar = 0.54; break; case 809: bar = 0.53; break; case 810: bar = 0.53; break; case 811: bar = 0.53; break; case 812: bar = 0.53; break; case 813: bar = 0.53; break; case 814: bar = 0.53; break; case 815: bar = 0.53; break; case 816: bar = 0.52; break; case 817: bar = 0.52; break; case 818: bar = 0.52; break; case 819: bar = 0.52; break; case 820: bar = 0.52; break; case 821: bar = 0.52; break; case 822: bar = 0.51; break; case 823: bar = 0.51; break; case 824: bar = 0.51; break; case 825: bar = 0.51; break; case 826: bar = 0.51; break; case 827: bar = 0.51; break; case 828: bar = 0.5; break; case 829: bar = 0.5; break; case 830: bar = 0.5; break; case 831: bar = 0.5; break; case 832: bar = 0.5; break; case 833: bar = 0.5; break; case 834: bar = 0.5; break; case 835: bar = 0.49; break; case 836: bar = 0.49; break; case 837: bar = 0.49; break; case 838: bar = 0.49; break; case 839: bar = 0.49; break; case 840: bar = 0.49; break; case 841: bar = 0.48; break; case 842: bar = 0.48; break; case 843: bar = 0.48; break; case 844: bar = 0.48; break; case 845: bar = 0.48; break; case 846: bar = 0.48; break; case 847: bar = 0.48; break; case 848: bar = 0.47; break; case 849: bar = 0.47; break; case 850: bar = 0.47; break; case 851: bar = 0.47; break; case 852: bar = 0.47; break; case 853: bar = 0.47; break; case 854: bar = 0.47; break; case 855: bar = 0.46; break; case 856: bar = 0.46; break; case 857: bar = 0.46; break; case 858: bar = 0.46; break; case 859: bar = 0.46; break; case 860: bar = 0.46; break; case 861: bar = 0.46; break; case 862: bar = 0.45; break; case 863: bar = 0.45; break; case 864: bar = 0.45; break; case 865: bar = 0.45; break; case 866: bar = 0.45; break; case 867: bar = 0.45; break; case 868: bar = 0.45; break; case 869: bar = 0.44; break; case 870: bar = 0.44; break; case 871: bar = 0.44; break; case 872: bar = 0.44; break; case 873: bar = 0.44; break; case 874: bar = 0.44; break; case 875: bar = 0.44; break; case 876: bar = 0.43; break; case 877: bar = 0.43; break; case 878: bar = 0.43; break; case 879: bar = 0.43; break; case 880: bar = 0.43; break; case 881: bar = 0.43; break; case 882: bar = 0.43; break; case 883: bar = 0.42; break; case 884: bar = 0.42; break; case 885: bar = 0.42; break; case 886: bar = 0.42; break; case 887: bar = 0.42; break; case 888: bar = 0.42; break; case 889: bar = 0.42; break; case 890: bar = 0.41; break; case 891: bar = 0.41; break; case 892: bar = 0.41; break; case 893: bar = 0.41; break; case 894: bar = 0.41; break; case 895: bar = 0.41; break; case 896: bar = 0.41; break; case 897: bar = 0.41; break; case 898: bar = 0.4; break; case 899: bar = 0.4; break; case 900: bar = 0.4; break; case 901: bar = 0.4; break; case 902: bar = 0.4; break; case 903: bar = 0.4; break; case 904: bar = 0.4; break; case 905: bar = 0.39; break; case 906: bar = 0.39; break; case 907: bar = 0.39; break; case 908: bar = 0.39; break; case 909: bar = 0.39; break; case 910: bar = 0.39; break; case 911: bar = 0.39; break; case 912: bar = 0.39; break; case 913: bar = 0.38; break; case 914: bar = 0.38; break; case 915: bar = 0.38; break; case 916: bar = 0.38; break; case 917: bar = 0.38; break; case 918: bar = 0.38; break; case 919: bar = 0.38; break; case 920: bar = 0.38; break; case 921: bar = 0.37; break; case 922: bar = 0.37; break; case 923: bar = 0.37; break; case 924: bar = 0.37; break; case 925: bar = 0.37; break; case 926: bar = 0.37; break; case 927: bar = 0.37; break; case 928: bar = 0.37; break; case 929: bar = 0.36; break; case 930: bar = 0.36; break; case 931: bar = 0.36; break; case 932: bar = 0.36; break; case 933: bar = 0.36; break; case 934: bar = 0.36; break; case 935: bar = 0.36; break; case 936: bar = 0.36; break; case 937: bar = 0.35; break; case 938: bar = 0.35; break; case 939: bar = 0.35; break; case 940: bar = 0.35; break; case 941: bar = 0.35; break; case 942: bar = 0.35; break; case 943: bar = 0.35; break; case 944: bar = 0.35; break; case 945: bar = 0.34; break; case 946: bar = 0.34; break; case 947: bar = 0.34; break; case 948: bar = 0.34; break; case 949: bar = 0.34; break; case 950: bar = 0.34; break; case 951: bar = 0.34; break; case 952: bar = 0.34; break; case 953: bar = 0.33; break; case 954: bar = 0.33; break; case 955: bar = 0.33; break; case 956: bar = 0.33; break; case 957: bar = 0.33; break; case 958: bar = 0.33; break; case 959: bar = 0.33; break; case 960: bar = 0.33; break; case 961: bar = 0.32; break; case 962: bar = 0.32; break; case 963: bar = 0.32; break; case 964: bar = 0.32; break; case 965: bar = 0.32; break; case 966: bar = 0.32; break; case 967: bar = 0.32; break; case 968: bar = 0.32; break; case 969: bar = 0.32; break; case 970: bar = 0.31; break; case 971: bar = 0.31; break; case 972: bar = 0.31; break; case 973: bar = 0.31; break; case 974: bar = 0.31; break; case 975: bar = 0.31; break; case 976: bar = 0.31; break; case 977: bar = 0.31; break; case 978: bar = 0.3; break; case 979: bar = 0.3; break; case 980: bar = 0.3; break; case 981: bar = 0.3; break; case 982: bar = 0.3; break; case 983: bar = 0.3; break; case 984: bar = 0.3; break; case 985: bar = 0.3; break; case 986: bar = 0.3; break; case 987: bar = 0.29; break; case 988: bar = 0.29; break; case 989: bar = 0.29; break; case 990: bar = 0.29; break; case 991: bar = 0.29; break; case 992: bar = 0.29; break; case 993: bar = 0.29; break; case 994: bar = 0.29; break; case 995: bar = 0.29; break; case 996: bar = 0.28; break; case 997: bar = 0.28; break; case 998: bar = 0.28; break; case 999: bar = 0.28; break; case 1000: bar = 0.28; break; case 1001: bar = 0.28; break; case 1002: bar = 0.28; break; case 1003: bar = 0.28; break; case 1004: bar = 0.28; break; case 1005: bar = 0.27; break; case 1006: bar = 0.27; break; case 1007: bar = 0.27; break; case 1008: bar = 0.27; break; case 1009: bar = 0.27; break; case 1010: bar = 0.27; break; case 1011: bar = 0.27; break; case 1012: bar = 0.27; break; case 1013: bar = 0.27; break; case 1014: bar = 0.26; break; case 1015: bar = 0.26; break; case 1016: bar = 0.26; break; case 1017: bar = 0.26; break; case 1018: bar = 0.26; break; case 1019: bar = 0.26; break; case 1020: bar = 0.26; break; case 1021: bar = 0.26; break; case 1022: bar = 0.26; break; case 1023: bar = 0.26; break; case 1024: bar = 0.25; break;
case 8: bar = 59.49; break; | case 8: bar = 59.49; break; case 9: bar = 54.44; break; case 10: bar = 50.25; break; case 11: bar = 46.72; break; case 12: bar = 43.69; break; case 13: bar = 41.07; break; case 14: bar = 38.77; break; case 15: bar = 36.73; break; case 16: bar = 34.92; break; case 17: bar = 33.29; break; case 18: bar = 31.82; break; case 19: bar = 30.49; break; case 20: bar = 29.27; break; case 21: bar = 28.15; break; case 22: bar = 27.12; break; case 23: bar = 26.17; break; case 24: bar = 25.29; break; case 25: bar = 24.47; break; case 26: bar = 23.71; break; case 27: bar = 22.99; break; case 28: bar = 22.32; break; case 29: bar = 21.69; break; case 30: bar = 21.1; break; case 31: bar = 20.54; break; case 32: bar = 20.02; break; case 33: bar = 19.52; break; case 34: bar = 19.04; break; case 35: bar = 18.59; break; case 36: bar = 18.16; break; case 37: bar = 17.76; break; case 38: bar = 17.37; break; case 39: bar = 17; break; case 40: bar = 16.64; break; case 41: bar = 16.3; break; case 42: bar = 15.98; break; case 43: bar = 15.67; break; case 44: bar = 15.37; break; case 45: bar = 15.08; break; case 46: bar = 14.81; break; case 47: bar = 14.54; break; case 48: bar = 14.28; break; case 49: bar = 14.04; break; case 50: bar = 13.8; break; case 51: bar = 13.57; break; case 52: bar = 13.35; break; case 53: bar = 13.13; break; case 54: bar = 12.93; break; case 55: bar = 12.73; break; case 56: bar = 12.53; break; case 57: bar = 12.34; break; case 58: bar = 12.16; break; case 59: bar = 11.98; break; case 60: bar = 11.81; break; case 61: bar = 11.65; break; case 62: bar = 11.48; break; case 63: bar = 11.33; break; case 64: bar = 11.17; break; case 65: bar = 11.02; break; case 66: bar = 10.88; break; case 67: bar = 10.74; break; case 68: bar = 10.6; break; case 69: bar = 10.47; break; case 70: bar = 10.34; break; case 71: bar = 10.21; break; case 72: bar = 10.09; break; case 73: bar = 9.97; break; case 74: bar = 9.85; break; case 75: bar = 9.73; break; case 76: bar = 9.62; break; case 77: bar = 9.51; break; case 78: bar = 9.4; break; case 79: bar = 9.3; break; case 80: bar = 9.19; break; case 81: bar = 9.09; break; case 82: bar = 9; break; case 83: bar = 8.9; break; case 84: bar = 8.81; break; case 85: bar = 8.71; break; case 86: bar = 8.62; break; case 87: bar = 8.53; break; case 88: bar = 8.45; break; case 89: bar = 8.36; break; case 90: bar = 8.28; break; case 91: bar = 8.2; break; case 92: bar = 8.12; break; case 93: bar = 8.04; break; case 94: bar = 7.96; break; case 95: bar = 7.89; break; case 96: bar = 7.81; break; case 97: bar = 7.74; break; case 98: bar = 7.67; break; case 99: bar = 7.6; break; case 100: bar = 7.53; break; case 101: bar = 7.46; break; case 102: bar = 7.4; break; case 103: bar = 7.33; break; case 104: bar = 7.27; break; case 105: bar = 7.2; break; case 106: bar = 7.14; break; case 107: bar = 7.08; break; case 108: bar = 7.02; break; case 109: bar = 6.96; break; case 110: bar = 6.9; break; case 111: bar = 6.85; break; case 112: bar = 6.79; break; case 113: bar = 6.74; break; case 114: bar = 6.68; break; case 115: bar = 6.63; break; case 116: bar = 6.57; break; case 117: bar = 6.52; break; case 118: bar = 6.47; break; case 119: bar = 6.42; break; case 120: bar = 6.37; break; case 121: bar = 6.32; break; case 122: bar = 6.27; break; case 123: bar = 6.23; break; case 124: bar = 6.18; break; case 125: bar = 6.13; break; case 126: bar = 6.09; break; case 127: bar = 6.04; break; case 128: bar = 6; break; case 129: bar = 5.95; break; case 130: bar = 5.91; break; case 131: bar = 5.87; break; case 132: bar = 5.83; break; case 133: bar = 5.79; break; case 134: bar = 5.75; break; case 135: bar = 5.71; break; case 136: bar = 5.67; break; case 137: bar = 5.63; break; case 138: bar = 5.59; break; case 139: bar = 5.55; break; case 140: bar = 5.51; break; case 141: bar = 5.47; break; case 142: bar = 5.44; break; case 143: bar = 5.4; break; case 144: bar = 5.37; break; case 145: bar = 5.33; break; case 146: bar = 5.3; break; case 147: bar = 5.26; break; case 148: bar = 5.23; break; case 149: bar = 5.19; break; case 150: bar = 5.16; break; case 151: bar = 5.13; break; case 152: bar = 5.09; break; case 153: bar = 5.06; break; case 154: bar = 5.03; break; case 155: bar = 5; break; case 156: bar = 4.97; break; case 157: bar = 4.94; break; case 158: bar = 4.91; break; case 159: bar = 4.88; break; case 160: bar = 4.85; break; case 161: bar = 4.82; break; case 162: bar = 4.79; break; case 163: bar = 4.76; break; case 164: bar = 4.73; break; case 165: bar = 4.7; break; case 166: bar = 4.68; break; case 167: bar = 4.65; break; case 168: bar = 4.62; break; case 169: bar = 4.59; break; case 170: bar = 4.57; break; case 171: bar = 4.54; break; case 172: bar = 4.52; break; case 173: bar = 4.49; break; case 174: bar = 4.46; break; case 175: bar = 4.44; break; case 176: bar = 4.41; break; case 177: bar = 4.39; break; case 178: bar = 4.36; break; case 179: bar = 4.34; break; case 180: bar = 4.32; break; case 181: bar = 4.29; break; case 182: bar = 4.27; break; case 183: bar = 4.25; break; case 184: bar = 4.22; break; case 185: bar = 4.2; break; case 186: bar = 4.18; break; case 187: bar = 4.15; break; case 188: bar = 4.13; break; case 189: bar = 4.11; break; case 190: bar = 4.09; break; case 191: bar = 4.07; break; case 192: bar = 4.05; break; case 193: bar = 4.02; break; case 194: bar = 4; break; case 195: bar = 3.98; break; case 196: bar = 3.96; break; case 197: bar = 3.94; break; case 198: bar = 3.92; break; case 199: bar = 3.9; break; case 200: bar = 3.88; break; case 201: bar = 3.86; break; case 202: bar = 3.84; break; case 203: bar = 3.82; break; case 204: bar = 3.8; break; case 205: bar = 3.78; break; case 206: bar = 3.77; break; case 207: bar = 3.75; break; case 208: bar = 3.73; break; case 209: bar = 3.71; break; case 210: bar = 3.69; break; case 211: bar = 3.67; break; case 212: bar = 3.66; break; case 213: bar = 3.64; break; case 214: bar = 3.62; break; case 215: bar = 3.6; break; case 216: bar = 3.59; break; case 217: bar = 3.57; break; case 218: bar = 3.55; break; case 219: bar = 3.53; break; case 220: bar = 3.52; break; case 221: bar = 3.5; break; case 222: bar = 3.48; break; case 223: bar = 3.47; break; case 224: bar = 3.45; break; case 225: bar = 3.44; break; case 226: bar = 3.42; break; case 227: bar = 3.4; break; case 228: bar = 3.39; break; case 229: bar = 3.37; break; case 230: bar = 3.36; break; case 231: bar = 3.34; break; case 232: bar = 3.33; break; case 233: bar = 3.31; break; case 234: bar = 3.3; break; case 235: bar = 3.28; break; case 236: bar = 3.27; break; case 237: bar = 3.25; break; case 238: bar = 3.24; break; case 239: bar = 3.22; break; case 240: bar = 3.21; break; case 241: bar = 3.19; break; case 242: bar = 3.18; break; case 243: bar = 3.17; break; case 244: bar = 3.15; break; case 245: bar = 3.14; break; case 246: bar = 3.12; break; case 247: bar = 3.11; break; case 248: bar = 3.1; break; case 249: bar = 3.08; break; case 250: bar = 3.07; break; case 251: bar = 3.06; break; case 252: bar = 3.04; break; case 253: bar = 3.03; break; case 254: bar = 3.02; break; case 255: bar = 3.01; break; case 256: bar = 2.99; break; case 257: bar = 2.98; break; case 258: bar = 2.97; break; case 259: bar = 2.96; break; case 260: bar = 2.94; break; case 261: bar = 2.93; break; case 262: bar = 2.92; break; case 263: bar = 2.91; break; case 264: bar = 2.89; break; case 265: bar = 2.88; break; case 266: bar = 2.87; break; case 267: bar = 2.86; break; case 268: bar = 2.85; break; case 269: bar = 2.83; break; case 270: bar = 2.82; break; case 271: bar = 2.81; break; case 272: bar = 2.8; break; case 273: bar = 2.79; break; case 274: bar = 2.78; break; case 275: bar = 2.77; break; case 276: bar = 2.76; break; case 277: bar = 2.74; break; case 278: bar = 2.73; break; case 279: bar = 2.72; break; case 280: bar = 2.71; break; case 281: bar = 2.7; break; case 282: bar = 2.69; break; case 283: bar = 2.68; break; case 284: bar = 2.67; break; case 285: bar = 2.66; break; case 286: bar = 2.65; break; case 287: bar = 2.64; break; case 288: bar = 2.63; break; case 289: bar = 2.62; break; case 290: bar = 2.61; break; case 291: bar = 2.6; break; case 292: bar = 2.59; break; case 293: bar = 2.58; break; case 294: bar = 2.57; break; case 295: bar = 2.56; break; case 296: bar = 2.55; break; case 297: bar = 2.54; break; case 298: bar = 2.53; break; case 299: bar = 2.52; break; case 300: bar = 2.51; break; case 301: bar = 2.5; break; case 302: bar = 2.49; break; case 303: bar = 2.48; break; case 304: bar = 2.47; break; case 305: bar = 2.46; break; case 306: bar = 2.45; break; case 307: bar = 2.44; break; case 308: bar = 2.43; break; case 309: bar = 2.42; break; case 310: bar = 2.41; break; case 311: bar = 2.41; break; case 312: bar = 2.4; break; case 313: bar = 2.39; break; case 314: bar = 2.38; break; case 315: bar = 2.37; break; case 316: bar = 2.36; break; case 317: bar = 2.35; break; case 318: bar = 2.34; break; case 319: bar = 2.34; break; case 320: bar = 2.33; break; case 321: bar = 2.32; break; case 322: bar = 2.31; break; case 323: bar = 2.3; break; case 324: bar = 2.29; break; case 325: bar = 2.28; break; case 326: bar = 2.28; break; case 327: bar = 2.27; break; case 328: bar = 2.26; break; case 329: bar = 2.25; break; case 330: bar = 2.24; break; case 331: bar = 2.24; break; case 332: bar = 2.23; break; case 333: bar = 2.22; break; case 334: bar = 2.21; break; case 335: bar = 2.2; break; case 336: bar = 2.2; break; case 337: bar = 2.19; break; case 338: bar = 2.18; break; case 339: bar = 2.17; break; case 340: bar = 2.17; break; case 341: bar = 2.16; break; case 342: bar = 2.15; break; case 343: bar = 2.14; break; case 344: bar = 2.13; break; case 345: bar = 2.13; break; case 346: bar = 2.12; break; case 347: bar = 2.11; break; case 348: bar = 2.11; break; case 349: bar = 2.1; break; case 350: bar = 2.09; break; case 351: bar = 2.08; break; case 352: bar = 2.08; break; case 353: bar = 2.07; break; case 354: bar = 2.06; break; case 355: bar = 2.05; break; case 356: bar = 2.05; break; case 357: bar = 2.04; break; case 358: bar = 2.03; break; case 359: bar = 2.03; break; case 360: bar = 2.02; break; case 361: bar = 2.01; break; case 362: bar = 2.01; break; case 363: bar = 2; break; case 364: bar = 1.99; break; case 365: bar = 1.99; break; case 366: bar = 1.98; break; case 367: bar = 1.97; break; case 368: bar = 1.97; break; case 369: bar = 1.96; break; case 370: bar = 1.95; break; case 371: bar = 1.95; break; case 372: bar = 1.94; break; case 373: bar = 1.93; break; case 374: bar = 1.93; break; case 375: bar = 1.92; break; case 376: bar = 1.91; break; case 377: bar = 1.91; break; case 378: bar = 1.9; break; case 379: bar = 1.89; break; case 380: bar = 1.89; break; case 381: bar = 1.88; break; case 382: bar = 1.88; break; case 383: bar = 1.87; break; case 384: bar = 1.86; break; case 385: bar = 1.86; break; case 386: bar = 1.85; break; case 387: bar = 1.85; break; case 388: bar = 1.84; break; case 389: bar = 1.83; break; case 390: bar = 1.83; break; case 391: bar = 1.82; break; case 392: bar = 1.82; break; case 393: bar = 1.81; break; case 394: bar = 1.8; break; case 395: bar = 1.8; break; case 396: bar = 1.79; break; case 397: bar = 1.79; break; case 398: bar = 1.78; break; case 399: bar = 1.77; break; case 400: bar = 1.77; break; case 401: bar = 1.76; break; case 402: bar = 1.76; break; case 403: bar = 1.75; break; case 404: bar = 1.75; break; case 405: bar = 1.74; break; case 406: bar = 1.73; break; case 407: bar = 1.73; break; case 408: bar = 1.72; break; case 409: bar = 1.72; break; case 410: bar = 1.71; break; case 411: bar = 1.71; break; case 412: bar = 1.7; break; case 413: bar = 1.7; break; case 414: bar = 1.69; break; case 415: bar = 1.69; break; case 416: bar = 1.68; break; case 417: bar = 1.67; break; case 418: bar = 1.67; break; case 419: bar = 1.66; break; case 420: bar = 1.66; break; case 421: bar = 1.65; break; case 422: bar = 1.65; break; case 423: bar = 1.64; break; case 424: bar = 1.64; break; case 425: bar = 1.63; break; case 426: bar = 1.63; break; case 427: bar = 1.62; break; case 428: bar = 1.62; break; case 429: bar = 1.61; break; case 430: bar = 1.61; break; case 431: bar = 1.6; break; case 432: bar = 1.6; break; case 433: bar = 1.59; break; case 434: bar = 1.59; break; case 435: bar = 1.58; break; case 436: bar = 1.58; break; case 437: bar = 1.57; break; case 438: bar = 1.57; break; case 439: bar = 1.56; break; case 440: bar = 1.56; break; case 441: bar = 1.55; break; case 442: bar = 1.55; break; case 443: bar = 1.54; break; case 444: bar = 1.54; break; case 445: bar = 1.53; break; case 446: bar = 1.53; break; case 447: bar = 1.53; break; case 448: bar = 1.52; break; case 449: bar = 1.52; break; case 450: bar = 1.51; break; case 451: bar = 1.51; break; case 452: bar = 1.5; break; case 453: bar = 1.5; break; case 454: bar = 1.49; break; case 455: bar = 1.49; break; case 456: bar = 1.48; break; case 457: bar = 1.48; break; case 458: bar = 1.47; break; case 459: bar = 1.47; break; case 460: bar = 1.47; break; case 461: bar = 1.46; break; case 462: bar = 1.46; break; case 463: bar = 1.45; break; case 464: bar = 1.45; break; case 465: bar = 1.44; break; case 466: bar = 1.44; break; case 467: bar = 1.44; break; case 468: bar = 1.43; break; case 469: bar = 1.43; break; case 470: bar = 1.42; break; case 471: bar = 1.42; break; case 472: bar = 1.41; break; case 473: bar = 1.41; break; case 474: bar = 1.41; break; case 475: bar = 1.4; break; case 476: bar = 1.4; break; case 477: bar = 1.39; break; case 478: bar = 1.39; break; case 479: bar = 1.38; break; case 480: bar = 1.38; break; case 481: bar = 1.38; break; case 482: bar = 1.37; break; case 483: bar = 1.37; break; case 484: bar = 1.36; break; case 485: bar = 1.36; break; case 486: bar = 1.36; break; case 487: bar = 1.35; break; case 488: bar = 1.35; break; case 489: bar = 1.34; break; case 490: bar = 1.34; break; case 491: bar = 1.34; break; case 492: bar = 1.33; break; case 493: bar = 1.33; break; case 494: bar = 1.32; break; case 495: bar = 1.32; break; case 496: bar = 1.32; break; case 497: bar = 1.31; break; case 498: bar = 1.31; break; case 499: bar = 1.3; break; case 500: bar = 1.3; break; case 501: bar = 1.3; break; case 502: bar = 1.29; break; case 503: bar = 1.29; break; case 504: bar = 1.29; break; case 505: bar = 1.28; break; case 506: bar = 1.28; break; case 507: bar = 1.27; break; case 508: bar = 1.27; break; case 509: bar = 1.27; break; case 510: bar = 1.26; break; case 511: bar = 1.26; break; case 512: bar = 1.26; break; case 513: bar = 1.25; break; case 514: bar = 1.25; break; case 515: bar = 1.24; break; case 516: bar = 1.24; break; case 517: bar = 1.24; break; case 518: bar = 1.23; break; case 519: bar = 1.23; break; case 520: bar = 1.23; break; case 521: bar = 1.22; break; case 522: bar = 1.22; break; case 523: bar = 1.22; break; case 524: bar = 1.21; break; case 525: bar = 1.21; break; case 526: bar = 1.21; break; case 527: bar = 1.2; break; case 528: bar = 1.2; break; case 529: bar = 1.2; break; case 530: bar = 1.19; break; case 531: bar = 1.19; break; case 532: bar = 1.18; break; case 533: bar = 1.18; break; case 534: bar = 1.18; break; case 535: bar = 1.17; break; case 536: bar = 1.17; break; case 537: bar = 1.17; break; case 538: bar = 1.16; break; case 539: bar = 1.16; break; case 540: bar = 1.16; break; case 541: bar = 1.15; break; case 542: bar = 1.15; break; case 543: bar = 1.15; break; case 544: bar = 1.14; break; case 545: bar = 1.14; break; case 546: bar = 1.14; break; case 547: bar = 1.13; break; case 548: bar = 1.13; break; case 549: bar = 1.13; break; case 550: bar = 1.12; break; case 551: bar = 1.12; break; case 552: bar = 1.12; break; case 553: bar = 1.12; break; case 554: bar = 1.11; break; case 555: bar = 1.11; break; case 556: bar = 1.11; break; case 557: bar = 1.1; break; case 558: bar = 1.1; break; case 559: bar = 1.1; break; case 560: bar = 1.09; break; case 561: bar = 1.09; break; case 562: bar = 1.09; break; case 563: bar = 1.08; break; case 564: bar = 1.08; break; case 565: bar = 1.08; break; case 566: bar = 1.07; break; case 567: bar = 1.07; break; case 568: bar = 1.07; break; case 569: bar = 1.07; break; case 570: bar = 1.06; break; case 571: bar = 1.06; break; case 572: bar = 1.06; break; case 573: bar = 1.05; break; case 574: bar = 1.05; break; case 575: bar = 1.05; break; case 576: bar = 1.04; break; case 577: bar = 1.04; break; case 578: bar = 1.04; break; case 579: bar = 1.04; break; case 580: bar = 1.03; break; case 581: bar = 1.03; break; case 582: bar = 1.03; break; case 583: bar = 1.02; break; case 584: bar = 1.02; break; case 585: bar = 1.02; break; case 586: bar = 1.02; break; case 587: bar = 1.01; break; case 588: bar = 1.01; break; case 589: bar = 1.01; break; case 590: bar = 1; break; case 591: bar = 1; break; case 592: bar = 1; break; case 593: bar = 1; break; case 594: bar = 0.99; break; case 595: bar = 0.99; break; case 596: bar = 0.99; break; case 597: bar = 0.98; break; case 598: bar = 0.98; break; case 599: bar = 0.98; break; case 600: bar = 0.98; break; case 601: bar = 0.97; break; case 602: bar = 0.97; break; case 603: bar = 0.97; break; case 604: bar = 0.96; break; case 605: bar = 0.96; break; case 606: bar = 0.96; break; case 607: bar = 0.96; break; case 608: bar = 0.95; break; case 609: bar = 0.95; break; case 610: bar = 0.95; break; case 611: bar = 0.95; break; case 612: bar = 0.94; break; case 613: bar = 0.94; break; case 614: bar = 0.94; break; case 615: bar = 0.94; break; case 616: bar = 0.93; break; case 617: bar = 0.93; break; case 618: bar = 0.93; break; case 619: bar = 0.92; break; case 620: bar = 0.92; break; case 621: bar = 0.92; break; case 622: bar = 0.92; break; case 623: bar = 0.91; break; case 624: bar = 0.91; break; case 625: bar = 0.91; break; case 626: bar = 0.91; break; case 627: bar = 0.9; break; case 628: bar = 0.9; break; case 629: bar = 0.9; break; case 630: bar = 0.9; break; case 631: bar = 0.89; break; case 632: bar = 0.89; break; case 633: bar = 0.89; break; case 634: bar = 0.89; break; case 635: bar = 0.88; break; case 636: bar = 0.88; break; case 637: bar = 0.88; break; case 638: bar = 0.88; break; case 639: bar = 0.87; break; case 640: bar = 0.87; break; case 641: bar = 0.87; break; case 642: bar = 0.87; break; case 643: bar = 0.86; break; case 644: bar = 0.86; break; case 645: bar = 0.86; break; case 646: bar = 0.86; break; case 647: bar = 0.85; break; case 648: bar = 0.85; break; case 649: bar = 0.85; break; case 650: bar = 0.85; break; case 651: bar = 0.84; break; case 652: bar = 0.84; break; case 653: bar = 0.84; break; case 654: bar = 0.84; break; case 655: bar = 0.84; break; case 656: bar = 0.83; break; case 657: bar = 0.83; break; case 658: bar = 0.83; break; case 659: bar = 0.83; break; case 660: bar = 0.82; break; case 661: bar = 0.82; break; case 662: bar = 0.82; break; case 663: bar = 0.82; break; case 664: bar = 0.81; break; case 665: bar = 0.81; break; case 666: bar = 0.81; break; case 667: bar = 0.81; break; case 668: bar = 0.81; break; case 669: bar = 0.8; break; case 670: bar = 0.8; break; case 671: bar = 0.8; break; case 672: bar = 0.8; break; case 673: bar = 0.79; break; case 674: bar = 0.79; break; case 675: bar = 0.79; break; case 676: bar = 0.79; break; case 677: bar = 0.78; break; case 678: bar = 0.78; break; case 679: bar = 0.78; break; case 680: bar = 0.78; break; case 681: bar = 0.78; break; case 682: bar = 0.77; break; case 683: bar = 0.77; break; case 684: bar = 0.77; break; case 685: bar = 0.77; break; case 686: bar = 0.77; break; case 687: bar = 0.76; break; case 688: bar = 0.76; break; case 689: bar = 0.76; break; case 690: bar = 0.76; break; case 691: bar = 0.75; break; case 692: bar = 0.75; break; case 693: bar = 0.75; break; case 694: bar = 0.75; break; case 695: bar = 0.75; break; case 696: bar = 0.74; break; case 697: bar = 0.74; break; case 698: bar = 0.74; break; case 699: bar = 0.74; break; case 700: bar = 0.74; break; case 701: bar = 0.73; break; case 702: bar = 0.73; break; case 703: bar = 0.73; break; case 704: bar = 0.73; break; case 705: bar = 0.72; break; case 706: bar = 0.72; break; case 707: bar = 0.72; break; case 708: bar = 0.72; break; case 709: bar = 0.72; break; case 710: bar = 0.71; break; case 711: bar = 0.71; break; case 712: bar = 0.71; break; case 713: bar = 0.71; break; case 714: bar = 0.71; break; case 715: bar = 0.7; break; case 716: bar = 0.7; break; case 717: bar = 0.7; break; case 718: bar = 0.7; break; case 719: bar = 0.7; break; case 720: bar = 0.69; break; case 721: bar = 0.69; break; case 722: bar = 0.69; break; case 723: bar = 0.69; break; case 724: bar = 0.69; break; case 725: bar = 0.68; break; case 726: bar = 0.68; break; case 727: bar = 0.68; break; case 728: bar = 0.68; break; case 729: bar = 0.68; break; case 730: bar = 0.67; break; case 731: bar = 0.67; break; case 732: bar = 0.67; break; case 733: bar = 0.67; break; case 734: bar = 0.67; break; case 735: bar = 0.67; break; case 736: bar = 0.66; break; case 737: bar = 0.66; break; case 738: bar = 0.66; break; case 739: bar = 0.66; break; case 740: bar = 0.66; break; case 741: bar = 0.65; break; case 742: bar = 0.65; break; case 743: bar = 0.65; break; case 744: bar = 0.65; break; case 745: bar = 0.65; break; case 746: bar = 0.64; break; case 747: bar = 0.64; break; case 748: bar = 0.64; break; case 749: bar = 0.64; break; case 750: bar = 0.64; break; case 751: bar = 0.64; break; case 752: bar = 0.63; break; case 753: bar = 0.63; break; case 754: bar = 0.63; break; case 755: bar = 0.63; break; case 756: bar = 0.63; break; case 757: bar = 0.62; break; case 758: bar = 0.62; break; case 759: bar = 0.62; break; case 760: bar = 0.62; break; case 761: bar = 0.62; break; case 762: bar = 0.61; break; case 763: bar = 0.61; break; case 764: bar = 0.61; break; case 765: bar = 0.61; break; case 766: bar = 0.61; break; case 767: bar = 0.61; break; case 768: bar = 0.6; break; case 769: bar = 0.6; break; case 770: bar = 0.6; break; case 771: bar = 0.6; break; case 772: bar = 0.6; break; case 773: bar = 0.6; break; case 774: bar = 0.59; break; case 775: bar = 0.59; break; case 776: bar = 0.59; break; case 777: bar = 0.59; break; case 778: bar = 0.59; break; case 779: bar = 0.59; break; case 780: bar = 0.58; break; case 781: bar = 0.58; break; case 782: bar = 0.58; break; case 783: bar = 0.58; break; case 784: bar = 0.58; break; case 785: bar = 0.57; break; case 786: bar = 0.57; break; case 787: bar = 0.57; break; case 788: bar = 0.57; break; case 789: bar = 0.57; break; case 790: bar = 0.57; break; case 791: bar = 0.56; break; case 792: bar = 0.56; break; case 793: bar = 0.56; break; case 794: bar = 0.56; break; case 795: bar = 0.56; break; case 796: bar = 0.56; break; case 797: bar = 0.55; break; case 798: bar = 0.55; break; case 799: bar = 0.55; break; case 800: bar = 0.55; break; case 801: bar = 0.55; break; case 802: bar = 0.55; break; case 803: bar = 0.54; break; case 804: bar = 0.54; break; case 805: bar = 0.54; break; case 806: bar = 0.54; break; case 807: bar = 0.54; break; case 808: bar = 0.54; break; case 809: bar = 0.53; break; case 810: bar = 0.53; break; case 811: bar = 0.53; break; case 812: bar = 0.53; break; case 813: bar = 0.53; break; case 814: bar = 0.53; break; case 815: bar = 0.53; break; case 816: bar = 0.52; break; case 817: bar = 0.52; break; case 818: bar = 0.52; break; case 819: bar = 0.52; break; case 820: bar = 0.52; break; case 821: bar = 0.52; break; case 822: bar = 0.51; break; case 823: bar = 0.51; break; case 824: bar = 0.51; break; case 825: bar = 0.51; break; case 826: bar = 0.51; break; case 827: bar = 0.51; break; case 828: bar = 0.5; break; case 829: bar = 0.5; break; case 830: bar = 0.5; break; case 831: bar = 0.5; break; case 832: bar = 0.5; break; case 833: bar = 0.5; break; case 834: bar = 0.5; break; case 835: bar = 0.49; break; case 836: bar = 0.49; break; case 837: bar = 0.49; break; case 838: bar = 0.49; break; case 839: bar = 0.49; break; case 840: bar = 0.49; break; case 841: bar = 0.48; break; case 842: bar = 0.48; break; case 843: bar = 0.48; break; case 844: bar = 0.48; break; case 845: bar = 0.48; break; case 846: bar = 0.48; break; case 847: bar = 0.48; break; case 848: bar = 0.47; break; case 849: bar = 0.47; break; case 850: bar = 0.47; break; case 851: bar = 0.47; break; case 852: bar = 0.47; break; case 853: bar = 0.47; break; case 854: bar = 0.47; break; case 855: bar = 0.46; break; case 856: bar = 0.46; break; case 857: bar = 0.46; break; case 858: bar = 0.46; break; case 859: bar = 0.46; break; case 860: bar = 0.46; break; case 861: bar = 0.46; break; case 862: bar = 0.45; break; case 863: bar = 0.45; break; case 864: bar = 0.45; break; case 865: bar = 0.45; break; case 866: bar = 0.45; break; case 867: bar = 0.45; break; case 868: bar = 0.45; break; case 869: bar = 0.44; break; case 870: bar = 0.44; break; case 871: bar = 0.44; break; case 872: bar = 0.44; break; case 873: bar = 0.44; break; case 874: bar = 0.44; break; case 875: bar = 0.44; break; case 876: bar = 0.43; break; case 877: bar = 0.43; break; case 878: bar = 0.43; break; case 879: bar = 0.43; break; case 880: bar = 0.43; break; case 881: bar = 0.43; break; case 882: bar = 0.43; break; case 883: bar = 0.42; break; case 884: bar = 0.42; break; case 885: bar = 0.42; break; case 886: bar = 0.42; break; case 887: bar = 0.42; break; case 888: bar = 0.42; break; case 889: bar = 0.42; break; case 890: bar = 0.41; break; case 891: bar = 0.41; break; case 892: bar = 0.41; break; case 893: bar = 0.41; break; case 894: bar = 0.41; break; case 895: bar = 0.41; break; case 896: bar = 0.41; break; case 897: bar = 0.41; break; case 898: bar = 0.4; break; case 899: bar = 0.4; break; case 900: bar = 0.4; break; case 901: bar = 0.4; break; case 902: bar = 0.4; break; case 903: bar = 0.4; break; case 904: bar = 0.4; break; case 905: bar = 0.39; break; case 906: bar = 0.39; break; case 907: bar = 0.39; break; case 908: bar = 0.39; break; case 909: bar = 0.39; break; case 910: bar = 0.39; break; case 911: bar = 0.39; break; case 912: bar = 0.39; break; case 913: bar = 0.38; break; case 914: bar = 0.38; break; case 915: bar = 0.38; break; case 916: bar = 0.38; break; case 917: bar = 0.38; break; case 918: bar = 0.38; break; case 919: bar = 0.38; break; case 920: bar = 0.38; break; case 921: bar = 0.37; break; case 922: bar = 0.37; break; case 923: bar = 0.37; break; case 924: bar = 0.37; break; case 925: bar = 0.37; break; case 926: bar = 0.37; break; case 927: bar = 0.37; break; case 928: bar = 0.37; break; case 929: bar = 0.36; break; case 930: bar = 0.36; break; case 931: bar = 0.36; break; case 932: bar = 0.36; break; case 933: bar = 0.36; break; case 934: bar = 0.36; break; case 935: bar = 0.36; break; case 936: bar = 0.36; break; case 937: bar = 0.35; break; case 938: bar = 0.35; break; case 939: bar = 0.35; break; case 940: bar = 0.35; break; case 941: bar = 0.35; break; case 942: bar = 0.35; break; case 943: bar = 0.35; break; case 944: bar = 0.35; break; case 945: bar = 0.34; break; case 946: bar = 0.34; break; case 947: bar = 0.34; break; case 948: bar = 0.34; break; case 949: bar = 0.34; break; case 950: bar = 0.34; break; case 951: bar = 0.34; break; case 952: bar = 0.34; break; case 953: bar = 0.33; break; case 954: bar = 0.33; break; case 955: bar = 0.33; break; case 956: bar = 0.33; break; case 957: bar = 0.33; break; case 958: bar = 0.33; break; case 959: bar = 0.33; break; case 960: bar = 0.33; break; case 961: bar = 0.32; break; case 962: bar = 0.32; break; case 963: bar = 0.32; break; case 964: bar = 0.32; break; case 965: bar = 0.32; break; case 966: bar = 0.32; break; case 967: bar = 0.32; break; case 968: bar = 0.32; break; case 969: bar = 0.32; break; case 970: bar = 0.31; break; case 971: bar = 0.31; break; case 972: bar = 0.31; break; case 973: bar = 0.31; break; case 974: bar = 0.31; break; case 975: bar = 0.31; break; case 976: bar = 0.31; break; case 977: bar = 0.31; break; case 978: bar = 0.3; break; case 979: bar = 0.3; break; case 980: bar = 0.3; break; case 981: bar = 0.3; break; case 982: bar = 0.3; break; case 983: bar = 0.3; break; case 984: bar = 0.3; break; case 985: bar = 0.3; break; case 986: bar = 0.3; break; case 987: bar = 0.29; break; case 988: bar = 0.29; break; case 989: bar = 0.29; break; case 990: bar = 0.29; break; case 991: bar = 0.29; break; case 992: bar = 0.29; break; case 993: bar = 0.29; break; case 994: bar = 0.29; break; case 995: bar = 0.29; break; case 996: bar = 0.28; break; case 997: bar = 0.28; break; case 998: bar = 0.28; break; case 999: bar = 0.28; break; case 1000: bar = 0.28; break; case 1001: bar = 0.28; break; case 1002: bar = 0.28; break; case 1003: bar = 0.28; break; case 1004: bar = 0.28; break; case 1005: bar = 0.27; break; case 1006: bar = 0.27; break; case 1007: bar = 0.27; break; case 1008: bar = 0.27; break; case 1009: bar = 0.27; break; case 1010: bar = 0.27; break; case 1011: bar = 0.27; break; case 1012: bar = 0.27; break; case 1013: bar = 0.27; break; case 1014: bar = 0.26; break; case 1015: bar = 0.26; break; case 1016: bar = 0.26; break; case 1017: bar = 0.26; break; case 1018: bar = 0.26; break; case 1019: bar = 0.26; break; case 1020: bar = 0.26; break; case 1021: bar = 0.26; break; case 1022: bar = 0.26; break; case 1023: bar = 0.26; break; case 1024: bar = 0.25; break;
case 9: bar = 54.44; break; | case 9: bar = 54.44; break; case 10: bar = 50.25; break; case 11: bar = 46.72; break; case 12: bar = 43.69; break; case 13: bar = 41.07; break; case 14: bar = 38.77; break; case 15: bar = 36.73; break; case 16: bar = 34.92; break; case 17: bar = 33.29; break; case 18: bar = 31.82; break; case 19: bar = 30.49; break; case 20: bar = 29.27; break; case 21: bar = 28.15; break; case 22: bar = 27.12; break; case 23: bar = 26.17; break; case 24: bar = 25.29; break; case 25: bar = 24.47; break; case 26: bar = 23.71; break; case 27: bar = 22.99; break; case 28: bar = 22.32; break; case 29: bar = 21.69; break; case 30: bar = 21.1; break; case 31: bar = 20.54; break; case 32: bar = 20.02; break; case 33: bar = 19.52; break; case 34: bar = 19.04; break; case 35: bar = 18.59; break; case 36: bar = 18.16; break; case 37: bar = 17.76; break; case 38: bar = 17.37; break; case 39: bar = 17; break; case 40: bar = 16.64; break; case 41: bar = 16.3; break; case 42: bar = 15.98; break; case 43: bar = 15.67; break; case 44: bar = 15.37; break; case 45: bar = 15.08; break; case 46: bar = 14.81; break; case 47: bar = 14.54; break; case 48: bar = 14.28; break; case 49: bar = 14.04; break; case 50: bar = 13.8; break; case 51: bar = 13.57; break; case 52: bar = 13.35; break; case 53: bar = 13.13; break; case 54: bar = 12.93; break; case 55: bar = 12.73; break; case 56: bar = 12.53; break; case 57: bar = 12.34; break; case 58: bar = 12.16; break; case 59: bar = 11.98; break; case 60: bar = 11.81; break; case 61: bar = 11.65; break; case 62: bar = 11.48; break; case 63: bar = 11.33; break; case 64: bar = 11.17; break; case 65: bar = 11.02; break; case 66: bar = 10.88; break; case 67: bar = 10.74; break; case 68: bar = 10.6; break; case 69: bar = 10.47; break; case 70: bar = 10.34; break; case 71: bar = 10.21; break; case 72: bar = 10.09; break; case 73: bar = 9.97; break; case 74: bar = 9.85; break; case 75: bar = 9.73; break; case 76: bar = 9.62; break; case 77: bar = 9.51; break; case 78: bar = 9.4; break; case 79: bar = 9.3; break; case 80: bar = 9.19; break; case 81: bar = 9.09; break; case 82: bar = 9; break; case 83: bar = 8.9; break; case 84: bar = 8.81; break; case 85: bar = 8.71; break; case 86: bar = 8.62; break; case 87: bar = 8.53; break; case 88: bar = 8.45; break; case 89: bar = 8.36; break; case 90: bar = 8.28; break; case 91: bar = 8.2; break; case 92: bar = 8.12; break; case 93: bar = 8.04; break; case 94: bar = 7.96; break; case 95: bar = 7.89; break; case 96: bar = 7.81; break; case 97: bar = 7.74; break; case 98: bar = 7.67; break; case 99: bar = 7.6; break; case 100: bar = 7.53; break; case 101: bar = 7.46; break; case 102: bar = 7.4; break; case 103: bar = 7.33; break; case 104: bar = 7.27; break; case 105: bar = 7.2; break; case 106: bar = 7.14; break; case 107: bar = 7.08; break; case 108: bar = 7.02; break; case 109: bar = 6.96; break; case 110: bar = 6.9; break; case 111: bar = 6.85; break; case 112: bar = 6.79; break; case 113: bar = 6.74; break; case 114: bar = 6.68; break; case 115: bar = 6.63; break; case 116: bar = 6.57; break; case 117: bar = 6.52; break; case 118: bar = 6.47; break; case 119: bar = 6.42; break; case 120: bar = 6.37; break; case 121: bar = 6.32; break; case 122: bar = 6.27; break; case 123: bar = 6.23; break; case 124: bar = 6.18; break; case 125: bar = 6.13; break; case 126: bar = 6.09; break; case 127: bar = 6.04; break; case 128: bar = 6; break; case 129: bar = 5.95; break; case 130: bar = 5.91; break; case 131: bar = 5.87; break; case 132: bar = 5.83; break; case 133: bar = 5.79; break; case 134: bar = 5.75; break; case 135: bar = 5.71; break; case 136: bar = 5.67; break; case 137: bar = 5.63; break; case 138: bar = 5.59; break; case 139: bar = 5.55; break; case 140: bar = 5.51; break; case 141: bar = 5.47; break; case 142: bar = 5.44; break; case 143: bar = 5.4; break; case 144: bar = 5.37; break; case 145: bar = 5.33; break; case 146: bar = 5.3; break; case 147: bar = 5.26; break; case 148: bar = 5.23; break; case 149: bar = 5.19; break; case 150: bar = 5.16; break; case 151: bar = 5.13; break; case 152: bar = 5.09; break; case 153: bar = 5.06; break; case 154: bar = 5.03; break; case 155: bar = 5; break; case 156: bar = 4.97; break; case 157: bar = 4.94; break; case 158: bar = 4.91; break; case 159: bar = 4.88; break; case 160: bar = 4.85; break; case 161: bar = 4.82; break; case 162: bar = 4.79; break; case 163: bar = 4.76; break; case 164: bar = 4.73; break; case 165: bar = 4.7; break; case 166: bar = 4.68; break; case 167: bar = 4.65; break; case 168: bar = 4.62; break; case 169: bar = 4.59; break; case 170: bar = 4.57; break; case 171: bar = 4.54; break; case 172: bar = 4.52; break; case 173: bar = 4.49; break; case 174: bar = 4.46; break; case 175: bar = 4.44; break; case 176: bar = 4.41; break; case 177: bar = 4.39; break; case 178: bar = 4.36; break; case 179: bar = 4.34; break; case 180: bar = 4.32; break; case 181: bar = 4.29; break; case 182: bar = 4.27; break; case 183: bar = 4.25; break; case 184: bar = 4.22; break; case 185: bar = 4.2; break; case 186: bar = 4.18; break; case 187: bar = 4.15; break; case 188: bar = 4.13; break; case 189: bar = 4.11; break; case 190: bar = 4.09; break; case 191: bar = 4.07; break; case 192: bar = 4.05; break; case 193: bar = 4.02; break; case 194: bar = 4; break; case 195: bar = 3.98; break; case 196: bar = 3.96; break; case 197: bar = 3.94; break; case 198: bar = 3.92; break; case 199: bar = 3.9; break; case 200: bar = 3.88; break; case 201: bar = 3.86; break; case 202: bar = 3.84; break; case 203: bar = 3.82; break; case 204: bar = 3.8; break; case 205: bar = 3.78; break; case 206: bar = 3.77; break; case 207: bar = 3.75; break; case 208: bar = 3.73; break; case 209: bar = 3.71; break; case 210: bar = 3.69; break; case 211: bar = 3.67; break; case 212: bar = 3.66; break; case 213: bar = 3.64; break; case 214: bar = 3.62; break; case 215: bar = 3.6; break; case 216: bar = 3.59; break; case 217: bar = 3.57; break; case 218: bar = 3.55; break; case 219: bar = 3.53; break; case 220: bar = 3.52; break; case 221: bar = 3.5; break; case 222: bar = 3.48; break; case 223: bar = 3.47; break; case 224: bar = 3.45; break; case 225: bar = 3.44; break; case 226: bar = 3.42; break; case 227: bar = 3.4; break; case 228: bar = 3.39; break; case 229: bar = 3.37; break; case 230: bar = 3.36; break; case 231: bar = 3.34; break; case 232: bar = 3.33; break; case 233: bar = 3.31; break; case 234: bar = 3.3; break; case 235: bar = 3.28; break; case 236: bar = 3.27; break; case 237: bar = 3.25; break; case 238: bar = 3.24; break; case 239: bar = 3.22; break; case 240: bar = 3.21; break; case 241: bar = 3.19; break; case 242: bar = 3.18; break; case 243: bar = 3.17; break; case 244: bar = 3.15; break; case 245: bar = 3.14; break; case 246: bar = 3.12; break; case 247: bar = 3.11; break; case 248: bar = 3.1; break; case 249: bar = 3.08; break; case 250: bar = 3.07; break; case 251: bar = 3.06; break; case 252: bar = 3.04; break; case 253: bar = 3.03; break; case 254: bar = 3.02; break; case 255: bar = 3.01; break; case 256: bar = 2.99; break; case 257: bar = 2.98; break; case 258: bar = 2.97; break; case 259: bar = 2.96; break; case 260: bar = 2.94; break; case 261: bar = 2.93; break; case 262: bar = 2.92; break; case 263: bar = 2.91; break; case 264: bar = 2.89; break; case 265: bar = 2.88; break; case 266: bar = 2.87; break; case 267: bar = 2.86; break; case 268: bar = 2.85; break; case 269: bar = 2.83; break; case 270: bar = 2.82; break; case 271: bar = 2.81; break; case 272: bar = 2.8; break; case 273: bar = 2.79; break; case 274: bar = 2.78; break; case 275: bar = 2.77; break; case 276: bar = 2.76; break; case 277: bar = 2.74; break; case 278: bar = 2.73; break; case 279: bar = 2.72; break; case 280: bar = 2.71; break; case 281: bar = 2.7; break; case 282: bar = 2.69; break; case 283: bar = 2.68; break; case 284: bar = 2.67; break; case 285: bar = 2.66; break; case 286: bar = 2.65; break; case 287: bar = 2.64; break; case 288: bar = 2.63; break; case 289: bar = 2.62; break; case 290: bar = 2.61; break; case 291: bar = 2.6; break; case 292: bar = 2.59; break; case 293: bar = 2.58; break; case 294: bar = 2.57; break; case 295: bar = 2.56; break; case 296: bar = 2.55; break; case 297: bar = 2.54; break; case 298: bar = 2.53; break; case 299: bar = 2.52; break; case 300: bar = 2.51; break; case 301: bar = 2.5; break; case 302: bar = 2.49; break; case 303: bar = 2.48; break; case 304: bar = 2.47; break; case 305: bar = 2.46; break; case 306: bar = 2.45; break; case 307: bar = 2.44; break; case 308: bar = 2.43; break; case 309: bar = 2.42; break; case 310: bar = 2.41; break; case 311: bar = 2.41; break; case 312: bar = 2.4; break; case 313: bar = 2.39; break; case 314: bar = 2.38; break; case 315: bar = 2.37; break; case 316: bar = 2.36; break; case 317: bar = 2.35; break; case 318: bar = 2.34; break; case 319: bar = 2.34; break; case 320: bar = 2.33; break; case 321: bar = 2.32; break; case 322: bar = 2.31; break; case 323: bar = 2.3; break; case 324: bar = 2.29; break; case 325: bar = 2.28; break; case 326: bar = 2.28; break; case 327: bar = 2.27; break; case 328: bar = 2.26; break; case 329: bar = 2.25; break; case 330: bar = 2.24; break; case 331: bar = 2.24; break; case 332: bar = 2.23; break; case 333: bar = 2.22; break; case 334: bar = 2.21; break; case 335: bar = 2.2; break; case 336: bar = 2.2; break; case 337: bar = 2.19; break; case 338: bar = 2.18; break; case 339: bar = 2.17; break; case 340: bar = 2.17; break; case 341: bar = 2.16; break; case 342: bar = 2.15; break; case 343: bar = 2.14; break; case 344: bar = 2.13; break; case 345: bar = 2.13; break; case 346: bar = 2.12; break; case 347: bar = 2.11; break; case 348: bar = 2.11; break; case 349: bar = 2.1; break; case 350: bar = 2.09; break; case 351: bar = 2.08; break; case 352: bar = 2.08; break; case 353: bar = 2.07; break; case 354: bar = 2.06; break; case 355: bar = 2.05; break; case 356: bar = 2.05; break; case 357: bar = 2.04; break; case 358: bar = 2.03; break; case 359: bar = 2.03; break; case 360: bar = 2.02; break; case 361: bar = 2.01; break; case 362: bar = 2.01; break; case 363: bar = 2; break; case 364: bar = 1.99; break; case 365: bar = 1.99; break; case 366: bar = 1.98; break; case 367: bar = 1.97; break; case 368: bar = 1.97; break; case 369: bar = 1.96; break; case 370: bar = 1.95; break; case 371: bar = 1.95; break; case 372: bar = 1.94; break; case 373: bar = 1.93; break; case 374: bar = 1.93; break; case 375: bar = 1.92; break; case 376: bar = 1.91; break; case 377: bar = 1.91; break; case 378: bar = 1.9; break; case 379: bar = 1.89; break; case 380: bar = 1.89; break; case 381: bar = 1.88; break; case 382: bar = 1.88; break; case 383: bar = 1.87; break; case 384: bar = 1.86; break; case 385: bar = 1.86; break; case 386: bar = 1.85; break; case 387: bar = 1.85; break; case 388: bar = 1.84; break; case 389: bar = 1.83; break; case 390: bar = 1.83; break; case 391: bar = 1.82; break; case 392: bar = 1.82; break; case 393: bar = 1.81; break; case 394: bar = 1.8; break; case 395: bar = 1.8; break; case 396: bar = 1.79; break; case 397: bar = 1.79; break; case 398: bar = 1.78; break; case 399: bar = 1.77; break; case 400: bar = 1.77; break; case 401: bar = 1.76; break; case 402: bar = 1.76; break; case 403: bar = 1.75; break; case 404: bar = 1.75; break; case 405: bar = 1.74; break; case 406: bar = 1.73; break; case 407: bar = 1.73; break; case 408: bar = 1.72; break; case 409: bar = 1.72; break; case 410: bar = 1.71; break; case 411: bar = 1.71; break; case 412: bar = 1.7; break; case 413: bar = 1.7; break; case 414: bar = 1.69; break; case 415: bar = 1.69; break; case 416: bar = 1.68; break; case 417: bar = 1.67; break; case 418: bar = 1.67; break; case 419: bar = 1.66; break; case 420: bar = 1.66; break; case 421: bar = 1.65; break; case 422: bar = 1.65; break; case 423: bar = 1.64; break; case 424: bar = 1.64; break; case 425: bar = 1.63; break; case 426: bar = 1.63; break; case 427: bar = 1.62; break; case 428: bar = 1.62; break; case 429: bar = 1.61; break; case 430: bar = 1.61; break; case 431: bar = 1.6; break; case 432: bar = 1.6; break; case 433: bar = 1.59; break; case 434: bar = 1.59; break; case 435: bar = 1.58; break; case 436: bar = 1.58; break; case 437: bar = 1.57; break; case 438: bar = 1.57; break; case 439: bar = 1.56; break; case 440: bar = 1.56; break; case 441: bar = 1.55; break; case 442: bar = 1.55; break; case 443: bar = 1.54; break; case 444: bar = 1.54; break; case 445: bar = 1.53; break; case 446: bar = 1.53; break; case 447: bar = 1.53; break; case 448: bar = 1.52; break; case 449: bar = 1.52; break; case 450: bar = 1.51; break; case 451: bar = 1.51; break; case 452: bar = 1.5; break; case 453: bar = 1.5; break; case 454: bar = 1.49; break; case 455: bar = 1.49; break; case 456: bar = 1.48; break; case 457: bar = 1.48; break; case 458: bar = 1.47; break; case 459: bar = 1.47; break; case 460: bar = 1.47; break; case 461: bar = 1.46; break; case 462: bar = 1.46; break; case 463: bar = 1.45; break; case 464: bar = 1.45; break; case 465: bar = 1.44; break; case 466: bar = 1.44; break; case 467: bar = 1.44; break; case 468: bar = 1.43; break; case 469: bar = 1.43; break; case 470: bar = 1.42; break; case 471: bar = 1.42; break; case 472: bar = 1.41; break; case 473: bar = 1.41; break; case 474: bar = 1.41; break; case 475: bar = 1.4; break; case 476: bar = 1.4; break; case 477: bar = 1.39; break; case 478: bar = 1.39; break; case 479: bar = 1.38; break; case 480: bar = 1.38; break; case 481: bar = 1.38; break; case 482: bar = 1.37; break; case 483: bar = 1.37; break; case 484: bar = 1.36; break; case 485: bar = 1.36; break; case 486: bar = 1.36; break; case 487: bar = 1.35; break; case 488: bar = 1.35; break; case 489: bar = 1.34; break; case 490: bar = 1.34; break; case 491: bar = 1.34; break; case 492: bar = 1.33; break; case 493: bar = 1.33; break; case 494: bar = 1.32; break; case 495: bar = 1.32; break; case 496: bar = 1.32; break; case 497: bar = 1.31; break; case 498: bar = 1.31; break; case 499: bar = 1.3; break; case 500: bar = 1.3; break; case 501: bar = 1.3; break; case 502: bar = 1.29; break; case 503: bar = 1.29; break; case 504: bar = 1.29; break; case 505: bar = 1.28; break; case 506: bar = 1.28; break; case 507: bar = 1.27; break; case 508: bar = 1.27; break; case 509: bar = 1.27; break; case 510: bar = 1.26; break; case 511: bar = 1.26; break; case 512: bar = 1.26; break; case 513: bar = 1.25; break; case 514: bar = 1.25; break; case 515: bar = 1.24; break; case 516: bar = 1.24; break; case 517: bar = 1.24; break; case 518: bar = 1.23; break; case 519: bar = 1.23; break; case 520: bar = 1.23; break; case 521: bar = 1.22; break; case 522: bar = 1.22; break; case 523: bar = 1.22; break; case 524: bar = 1.21; break; case 525: bar = 1.21; break; case 526: bar = 1.21; break; case 527: bar = 1.2; break; case 528: bar = 1.2; break; case 529: bar = 1.2; break; case 530: bar = 1.19; break; case 531: bar = 1.19; break; case 532: bar = 1.18; break; case 533: bar = 1.18; break; case 534: bar = 1.18; break; case 535: bar = 1.17; break; case 536: bar = 1.17; break; case 537: bar = 1.17; break; case 538: bar = 1.16; break; case 539: bar = 1.16; break; case 540: bar = 1.16; break; case 541: bar = 1.15; break; case 542: bar = 1.15; break; case 543: bar = 1.15; break; case 544: bar = 1.14; break; case 545: bar = 1.14; break; case 546: bar = 1.14; break; case 547: bar = 1.13; break; case 548: bar = 1.13; break; case 549: bar = 1.13; break; case 550: bar = 1.12; break; case 551: bar = 1.12; break; case 552: bar = 1.12; break; case 553: bar = 1.12; break; case 554: bar = 1.11; break; case 555: bar = 1.11; break; case 556: bar = 1.11; break; case 557: bar = 1.1; break; case 558: bar = 1.1; break; case 559: bar = 1.1; break; case 560: bar = 1.09; break; case 561: bar = 1.09; break; case 562: bar = 1.09; break; case 563: bar = 1.08; break; case 564: bar = 1.08; break; case 565: bar = 1.08; break; case 566: bar = 1.07; break; case 567: bar = 1.07; break; case 568: bar = 1.07; break; case 569: bar = 1.07; break; case 570: bar = 1.06; break; case 571: bar = 1.06; break; case 572: bar = 1.06; break; case 573: bar = 1.05; break; case 574: bar = 1.05; break; case 575: bar = 1.05; break; case 576: bar = 1.04; break; case 577: bar = 1.04; break; case 578: bar = 1.04; break; case 579: bar = 1.04; break; case 580: bar = 1.03; break; case 581: bar = 1.03; break; case 582: bar = 1.03; break; case 583: bar = 1.02; break; case 584: bar = 1.02; break; case 585: bar = 1.02; break; case 586: bar = 1.02; break; case 587: bar = 1.01; break; case 588: bar = 1.01; break; case 589: bar = 1.01; break; case 590: bar = 1; break; case 591: bar = 1; break; case 592: bar = 1; break; case 593: bar = 1; break; case 594: bar = 0.99; break; case 595: bar = 0.99; break; case 596: bar = 0.99; break; case 597: bar = 0.98; break; case 598: bar = 0.98; break; case 599: bar = 0.98; break; case 600: bar = 0.98; break; case 601: bar = 0.97; break; case 602: bar = 0.97; break; case 603: bar = 0.97; break; case 604: bar = 0.96; break; case 605: bar = 0.96; break; case 606: bar = 0.96; break; case 607: bar = 0.96; break; case 608: bar = 0.95; break; case 609: bar = 0.95; break; case 610: bar = 0.95; break; case 611: bar = 0.95; break; case 612: bar = 0.94; break; case 613: bar = 0.94; break; case 614: bar = 0.94; break; case 615: bar = 0.94; break; case 616: bar = 0.93; break; case 617: bar = 0.93; break; case 618: bar = 0.93; break; case 619: bar = 0.92; break; case 620: bar = 0.92; break; case 621: bar = 0.92; break; case 622: bar = 0.92; break; case 623: bar = 0.91; break; case 624: bar = 0.91; break; case 625: bar = 0.91; break; case 626: bar = 0.91; break; case 627: bar = 0.9; break; case 628: bar = 0.9; break; case 629: bar = 0.9; break; case 630: bar = 0.9; break; case 631: bar = 0.89; break; case 632: bar = 0.89; break; case 633: bar = 0.89; break; case 634: bar = 0.89; break; case 635: bar = 0.88; break; case 636: bar = 0.88; break; case 637: bar = 0.88; break; case 638: bar = 0.88; break; case 639: bar = 0.87; break; case 640: bar = 0.87; break; case 641: bar = 0.87; break; case 642: bar = 0.87; break; case 643: bar = 0.86; break; case 644: bar = 0.86; break; case 645: bar = 0.86; break; case 646: bar = 0.86; break; case 647: bar = 0.85; break; case 648: bar = 0.85; break; case 649: bar = 0.85; break; case 650: bar = 0.85; break; case 651: bar = 0.84; break; case 652: bar = 0.84; break; case 653: bar = 0.84; break; case 654: bar = 0.84; break; case 655: bar = 0.84; break; case 656: bar = 0.83; break; case 657: bar = 0.83; break; case 658: bar = 0.83; break; case 659: bar = 0.83; break; case 660: bar = 0.82; break; case 661: bar = 0.82; break; case 662: bar = 0.82; break; case 663: bar = 0.82; break; case 664: bar = 0.81; break; case 665: bar = 0.81; break; case 666: bar = 0.81; break; case 667: bar = 0.81; break; case 668: bar = 0.81; break; case 669: bar = 0.8; break; case 670: bar = 0.8; break; case 671: bar = 0.8; break; case 672: bar = 0.8; break; case 673: bar = 0.79; break; case 674: bar = 0.79; break; case 675: bar = 0.79; break; case 676: bar = 0.79; break; case 677: bar = 0.78; break; case 678: bar = 0.78; break; case 679: bar = 0.78; break; case 680: bar = 0.78; break; case 681: bar = 0.78; break; case 682: bar = 0.77; break; case 683: bar = 0.77; break; case 684: bar = 0.77; break; case 685: bar = 0.77; break; case 686: bar = 0.77; break; case 687: bar = 0.76; break; case 688: bar = 0.76; break; case 689: bar = 0.76; break; case 690: bar = 0.76; break; case 691: bar = 0.75; break; case 692: bar = 0.75; break; case 693: bar = 0.75; break; case 694: bar = 0.75; break; case 695: bar = 0.75; break; case 696: bar = 0.74; break; case 697: bar = 0.74; break; case 698: bar = 0.74; break; case 699: bar = 0.74; break; case 700: bar = 0.74; break; case 701: bar = 0.73; break; case 702: bar = 0.73; break; case 703: bar = 0.73; break; case 704: bar = 0.73; break; case 705: bar = 0.72; break; case 706: bar = 0.72; break; case 707: bar = 0.72; break; case 708: bar = 0.72; break; case 709: bar = 0.72; break; case 710: bar = 0.71; break; case 711: bar = 0.71; break; case 712: bar = 0.71; break; case 713: bar = 0.71; break; case 714: bar = 0.71; break; case 715: bar = 0.7; break; case 716: bar = 0.7; break; case 717: bar = 0.7; break; case 718: bar = 0.7; break; case 719: bar = 0.7; break; case 720: bar = 0.69; break; case 721: bar = 0.69; break; case 722: bar = 0.69; break; case 723: bar = 0.69; break; case 724: bar = 0.69; break; case 725: bar = 0.68; break; case 726: bar = 0.68; break; case 727: bar = 0.68; break; case 728: bar = 0.68; break; case 729: bar = 0.68; break; case 730: bar = 0.67; break; case 731: bar = 0.67; break; case 732: bar = 0.67; break; case 733: bar = 0.67; break; case 734: bar = 0.67; break; case 735: bar = 0.67; break; case 736: bar = 0.66; break; case 737: bar = 0.66; break; case 738: bar = 0.66; break; case 739: bar = 0.66; break; case 740: bar = 0.66; break; case 741: bar = 0.65; break; case 742: bar = 0.65; break; case 743: bar = 0.65; break; case 744: bar = 0.65; break; case 745: bar = 0.65; break; case 746: bar = 0.64; break; case 747: bar = 0.64; break; case 748: bar = 0.64; break; case 749: bar = 0.64; break; case 750: bar = 0.64; break; case 751: bar = 0.64; break; case 752: bar = 0.63; break; case 753: bar = 0.63; break; case 754: bar = 0.63; break; case 755: bar = 0.63; break; case 756: bar = 0.63; break; case 757: bar = 0.62; break; case 758: bar = 0.62; break; case 759: bar = 0.62; break; case 760: bar = 0.62; break; case 761: bar = 0.62; break; case 762: bar = 0.61; break; case 763: bar = 0.61; break; case 764: bar = 0.61; break; case 765: bar = 0.61; break; case 766: bar = 0.61; break; case 767: bar = 0.61; break; case 768: bar = 0.6; break; case 769: bar = 0.6; break; case 770: bar = 0.6; break; case 771: bar = 0.6; break; case 772: bar = 0.6; break; case 773: bar = 0.6; break; case 774: bar = 0.59; break; case 775: bar = 0.59; break; case 776: bar = 0.59; break; case 777: bar = 0.59; break; case 778: bar = 0.59; break; case 779: bar = 0.59; break; case 780: bar = 0.58; break; case 781: bar = 0.58; break; case 782: bar = 0.58; break; case 783: bar = 0.58; break; case 784: bar = 0.58; break; case 785: bar = 0.57; break; case 786: bar = 0.57; break; case 787: bar = 0.57; break; case 788: bar = 0.57; break; case 789: bar = 0.57; break; case 790: bar = 0.57; break; case 791: bar = 0.56; break; case 792: bar = 0.56; break; case 793: bar = 0.56; break; case 794: bar = 0.56; break; case 795: bar = 0.56; break; case 796: bar = 0.56; break; case 797: bar = 0.55; break; case 798: bar = 0.55; break; case 799: bar = 0.55; break; case 800: bar = 0.55; break; case 801: bar = 0.55; break; case 802: bar = 0.55; break; case 803: bar = 0.54; break; case 804: bar = 0.54; break; case 805: bar = 0.54; break; case 806: bar = 0.54; break; case 807: bar = 0.54; break; case 808: bar = 0.54; break; case 809: bar = 0.53; break; case 810: bar = 0.53; break; case 811: bar = 0.53; break; case 812: bar = 0.53; break; case 813: bar = 0.53; break; case 814: bar = 0.53; break; case 815: bar = 0.53; break; case 816: bar = 0.52; break; case 817: bar = 0.52; break; case 818: bar = 0.52; break; case 819: bar = 0.52; break; case 820: bar = 0.52; break; case 821: bar = 0.52; break; case 822: bar = 0.51; break; case 823: bar = 0.51; break; case 824: bar = 0.51; break; case 825: bar = 0.51; break; case 826: bar = 0.51; break; case 827: bar = 0.51; break; case 828: bar = 0.5; break; case 829: bar = 0.5; break; case 830: bar = 0.5; break; case 831: bar = 0.5; break; case 832: bar = 0.5; break; case 833: bar = 0.5; break; case 834: bar = 0.5; break; case 835: bar = 0.49; break; case 836: bar = 0.49; break; case 837: bar = 0.49; break; case 838: bar = 0.49; break; case 839: bar = 0.49; break; case 840: bar = 0.49; break; case 841: bar = 0.48; break; case 842: bar = 0.48; break; case 843: bar = 0.48; break; case 844: bar = 0.48; break; case 845: bar = 0.48; break; case 846: bar = 0.48; break; case 847: bar = 0.48; break; case 848: bar = 0.47; break; case 849: bar = 0.47; break; case 850: bar = 0.47; break; case 851: bar = 0.47; break; case 852: bar = 0.47; break; case 853: bar = 0.47; break; case 854: bar = 0.47; break; case 855: bar = 0.46; break; case 856: bar = 0.46; break; case 857: bar = 0.46; break; case 858: bar = 0.46; break; case 859: bar = 0.46; break; case 860: bar = 0.46; break; case 861: bar = 0.46; break; case 862: bar = 0.45; break; case 863: bar = 0.45; break; case 864: bar = 0.45; break; case 865: bar = 0.45; break; case 866: bar = 0.45; break; case 867: bar = 0.45; break; case 868: bar = 0.45; break; case 869: bar = 0.44; break; case 870: bar = 0.44; break; case 871: bar = 0.44; break; case 872: bar = 0.44; break; case 873: bar = 0.44; break; case 874: bar = 0.44; break; case 875: bar = 0.44; break; case 876: bar = 0.43; break; case 877: bar = 0.43; break; case 878: bar = 0.43; break; case 879: bar = 0.43; break; case 880: bar = 0.43; break; case 881: bar = 0.43; break; case 882: bar = 0.43; break; case 883: bar = 0.42; break; case 884: bar = 0.42; break; case 885: bar = 0.42; break; case 886: bar = 0.42; break; case 887: bar = 0.42; break; case 888: bar = 0.42; break; case 889: bar = 0.42; break; case 890: bar = 0.41; break; case 891: bar = 0.41; break; case 892: bar = 0.41; break; case 893: bar = 0.41; break; case 894: bar = 0.41; break; case 895: bar = 0.41; break; case 896: bar = 0.41; break; case 897: bar = 0.41; break; case 898: bar = 0.4; break; case 899: bar = 0.4; break; case 900: bar = 0.4; break; case 901: bar = 0.4; break; case 902: bar = 0.4; break; case 903: bar = 0.4; break; case 904: bar = 0.4; break; case 905: bar = 0.39; break; case 906: bar = 0.39; break; case 907: bar = 0.39; break; case 908: bar = 0.39; break; case 909: bar = 0.39; break; case 910: bar = 0.39; break; case 911: bar = 0.39; break; case 912: bar = 0.39; break; case 913: bar = 0.38; break; case 914: bar = 0.38; break; case 915: bar = 0.38; break; case 916: bar = 0.38; break; case 917: bar = 0.38; break; case 918: bar = 0.38; break; case 919: bar = 0.38; break; case 920: bar = 0.38; break; case 921: bar = 0.37; break; case 922: bar = 0.37; break; case 923: bar = 0.37; break; case 924: bar = 0.37; break; case 925: bar = 0.37; break; case 926: bar = 0.37; break; case 927: bar = 0.37; break; case 928: bar = 0.37; break; case 929: bar = 0.36; break; case 930: bar = 0.36; break; case 931: bar = 0.36; break; case 932: bar = 0.36; break; case 933: bar = 0.36; break; case 934: bar = 0.36; break; case 935: bar = 0.36; break; case 936: bar = 0.36; break; case 937: bar = 0.35; break; case 938: bar = 0.35; break; case 939: bar = 0.35; break; case 940: bar = 0.35; break; case 941: bar = 0.35; break; case 942: bar = 0.35; break; case 943: bar = 0.35; break; case 944: bar = 0.35; break; case 945: bar = 0.34; break; case 946: bar = 0.34; break; case 947: bar = 0.34; break; case 948: bar = 0.34; break; case 949: bar = 0.34; break; case 950: bar = 0.34; break; case 951: bar = 0.34; break; case 952: bar = 0.34; break; case 953: bar = 0.33; break; case 954: bar = 0.33; break; case 955: bar = 0.33; break; case 956: bar = 0.33; break; case 957: bar = 0.33; break; case 958: bar = 0.33; break; case 959: bar = 0.33; break; case 960: bar = 0.33; break; case 961: bar = 0.32; break; case 962: bar = 0.32; break; case 963: bar = 0.32; break; case 964: bar = 0.32; break; case 965: bar = 0.32; break; case 966: bar = 0.32; break; case 967: bar = 0.32; break; case 968: bar = 0.32; break; case 969: bar = 0.32; break; case 970: bar = 0.31; break; case 971: bar = 0.31; break; case 972: bar = 0.31; break; case 973: bar = 0.31; break; case 974: bar = 0.31; break; case 975: bar = 0.31; break; case 976: bar = 0.31; break; case 977: bar = 0.31; break; case 978: bar = 0.3; break; case 979: bar = 0.3; break; case 980: bar = 0.3; break; case 981: bar = 0.3; break; case 982: bar = 0.3; break; case 983: bar = 0.3; break; case 984: bar = 0.3; break; case 985: bar = 0.3; break; case 986: bar = 0.3; break; case 987: bar = 0.29; break; case 988: bar = 0.29; break; case 989: bar = 0.29; break; case 990: bar = 0.29; break; case 991: bar = 0.29; break; case 992: bar = 0.29; break; case 993: bar = 0.29; break; case 994: bar = 0.29; break; case 995: bar = 0.29; break; case 996: bar = 0.28; break; case 997: bar = 0.28; break; case 998: bar = 0.28; break; case 999: bar = 0.28; break; case 1000: bar = 0.28; break; case 1001: bar = 0.28; break; case 1002: bar = 0.28; break; case 1003: bar = 0.28; break; case 1004: bar = 0.28; break; case 1005: bar = 0.27; break; case 1006: bar = 0.27; break; case 1007: bar = 0.27; break; case 1008: bar = 0.27; break; case 1009: bar = 0.27; break; case 1010: bar = 0.27; break; case 1011: bar = 0.27; break; case 1012: bar = 0.27; break; case 1013: bar = 0.27; break; case 1014: bar = 0.26; break; case 1015: bar = 0.26; break; case 1016: bar = 0.26; break; case 1017: bar = 0.26; break; case 1018: bar = 0.26; break; case 1019: bar = 0.26; break; case 1020: bar = 0.26; break; case 1021: bar = 0.26; break; case 1022: bar = 0.26; break; case 1023: bar = 0.26; break; case 1024: bar = 0.25; break;
case 10: bar = 50.25; break; | case 10: bar = 50.25; break; case 11: bar = 46.72; break; case 12: bar = 43.69; break; case 13: bar = 41.07; break; case 14: bar = 38.77; break; case 15: bar = 36.73; break; case 16: bar = 34.92; break; case 17: bar = 33.29; break; case 18: bar = 31.82; break; case 19: bar = 30.49; break; case 20: bar = 29.27; break; case 21: bar = 28.15; break; case 22: bar = 27.12; break; case 23: bar = 26.17; break; case 24: bar = 25.29; break; case 25: bar = 24.47; break; case 26: bar = 23.71; break; case 27: bar = 22.99; break; case 28: bar = 22.32; break; case 29: bar = 21.69; break; case 30: bar = 21.1; break; case 31: bar = 20.54; break; case 32: bar = 20.02; break; case 33: bar = 19.52; break; case 34: bar = 19.04; break; case 35: bar = 18.59; break; case 36: bar = 18.16; break; case 37: bar = 17.76; break; case 38: bar = 17.37; break; case 39: bar = 17; break; case 40: bar = 16.64; break; case 41: bar = 16.3; break; case 42: bar = 15.98; break; case 43: bar = 15.67; break; case 44: bar = 15.37; break; case 45: bar = 15.08; break; case 46: bar = 14.81; break; case 47: bar = 14.54; break; case 48: bar = 14.28; break; case 49: bar = 14.04; break; case 50: bar = 13.8; break; case 51: bar = 13.57; break; case 52: bar = 13.35; break; case 53: bar = 13.13; break; case 54: bar = 12.93; break; case 55: bar = 12.73; break; case 56: bar = 12.53; break; case 57: bar = 12.34; break; case 58: bar = 12.16; break; case 59: bar = 11.98; break; case 60: bar = 11.81; break; case 61: bar = 11.65; break; case 62: bar = 11.48; break; case 63: bar = 11.33; break; case 64: bar = 11.17; break; case 65: bar = 11.02; break; case 66: bar = 10.88; break; case 67: bar = 10.74; break; case 68: bar = 10.6; break; case 69: bar = 10.47; break; case 70: bar = 10.34; break; case 71: bar = 10.21; break; case 72: bar = 10.09; break; case 73: bar = 9.97; break; case 74: bar = 9.85; break; case 75: bar = 9.73; break; case 76: bar = 9.62; break; case 77: bar = 9.51; break; case 78: bar = 9.4; break; case 79: bar = 9.3; break; case 80: bar = 9.19; break; case 81: bar = 9.09; break; case 82: bar = 9; break; case 83: bar = 8.9; break; case 84: bar = 8.81; break; case 85: bar = 8.71; break; case 86: bar = 8.62; break; case 87: bar = 8.53; break; case 88: bar = 8.45; break; case 89: bar = 8.36; break; case 90: bar = 8.28; break; case 91: bar = 8.2; break; case 92: bar = 8.12; break; case 93: bar = 8.04; break; case 94: bar = 7.96; break; case 95: bar = 7.89; break; case 96: bar = 7.81; break; case 97: bar = 7.74; break; case 98: bar = 7.67; break; case 99: bar = 7.6; break; case 100: bar = 7.53; break; case 101: bar = 7.46; break; case 102: bar = 7.4; break; case 103: bar = 7.33; break; case 104: bar = 7.27; break; case 105: bar = 7.2; break; case 106: bar = 7.14; break; case 107: bar = 7.08; break; case 108: bar = 7.02; break; case 109: bar = 6.96; break; case 110: bar = 6.9; break; case 111: bar = 6.85; break; case 112: bar = 6.79; break; case 113: bar = 6.74; break; case 114: bar = 6.68; break; case 115: bar = 6.63; break; case 116: bar = 6.57; break; case 117: bar = 6.52; break; case 118: bar = 6.47; break; case 119: bar = 6.42; break; case 120: bar = 6.37; break; case 121: bar = 6.32; break; case 122: bar = 6.27; break; case 123: bar = 6.23; break; case 124: bar = 6.18; break; case 125: bar = 6.13; break; case 126: bar = 6.09; break; case 127: bar = 6.04; break; case 128: bar = 6; break; case 129: bar = 5.95; break; case 130: bar = 5.91; break; case 131: bar = 5.87; break; case 132: bar = 5.83; break; case 133: bar = 5.79; break; case 134: bar = 5.75; break; case 135: bar = 5.71; break; case 136: bar = 5.67; break; case 137: bar = 5.63; break; case 138: bar = 5.59; break; case 139: bar = 5.55; break; case 140: bar = 5.51; break; case 141: bar = 5.47; break; case 142: bar = 5.44; break; case 143: bar = 5.4; break; case 144: bar = 5.37; break; case 145: bar = 5.33; break; case 146: bar = 5.3; break; case 147: bar = 5.26; break; case 148: bar = 5.23; break; case 149: bar = 5.19; break; case 150: bar = 5.16; break; case 151: bar = 5.13; break; case 152: bar = 5.09; break; case 153: bar = 5.06; break; case 154: bar = 5.03; break; case 155: bar = 5; break; case 156: bar = 4.97; break; case 157: bar = 4.94; break; case 158: bar = 4.91; break; case 159: bar = 4.88; break; case 160: bar = 4.85; break; case 161: bar = 4.82; break; case 162: bar = 4.79; break; case 163: bar = 4.76; break; case 164: bar = 4.73; break; case 165: bar = 4.7; break; case 166: bar = 4.68; break; case 167: bar = 4.65; break; case 168: bar = 4.62; break; case 169: bar = 4.59; break; case 170: bar = 4.57; break; case 171: bar = 4.54; break; case 172: bar = 4.52; break; case 173: bar = 4.49; break; case 174: bar = 4.46; break; case 175: bar = 4.44; break; case 176: bar = 4.41; break; case 177: bar = 4.39; break; case 178: bar = 4.36; break; case 179: bar = 4.34; break; case 180: bar = 4.32; break; case 181: bar = 4.29; break; case 182: bar = 4.27; break; case 183: bar = 4.25; break; case 184: bar = 4.22; break; case 185: bar = 4.2; break; case 186: bar = 4.18; break; case 187: bar = 4.15; break; case 188: bar = 4.13; break; case 189: bar = 4.11; break; case 190: bar = 4.09; break; case 191: bar = 4.07; break; case 192: bar = 4.05; break; case 193: bar = 4.02; break; case 194: bar = 4; break; case 195: bar = 3.98; break; case 196: bar = 3.96; break; case 197: bar = 3.94; break; case 198: bar = 3.92; break; case 199: bar = 3.9; break; case 200: bar = 3.88; break; case 201: bar = 3.86; break; case 202: bar = 3.84; break; case 203: bar = 3.82; break; case 204: bar = 3.8; break; case 205: bar = 3.78; break; case 206: bar = 3.77; break; case 207: bar = 3.75; break; case 208: bar = 3.73; break; case 209: bar = 3.71; break; case 210: bar = 3.69; break; case 211: bar = 3.67; break; case 212: bar = 3.66; break; case 213: bar = 3.64; break; case 214: bar = 3.62; break; case 215: bar = 3.6; break; case 216: bar = 3.59; break; case 217: bar = 3.57; break; case 218: bar = 3.55; break; case 219: bar = 3.53; break; case 220: bar = 3.52; break; case 221: bar = 3.5; break; case 222: bar = 3.48; break; case 223: bar = 3.47; break; case 224: bar = 3.45; break; case 225: bar = 3.44; break; case 226: bar = 3.42; break; case 227: bar = 3.4; break; case 228: bar = 3.39; break; case 229: bar = 3.37; break; case 230: bar = 3.36; break; case 231: bar = 3.34; break; case 232: bar = 3.33; break; case 233: bar = 3.31; break; case 234: bar = 3.3; break; case 235: bar = 3.28; break; case 236: bar = 3.27; break; case 237: bar = 3.25; break; case 238: bar = 3.24; break; case 239: bar = 3.22; break; case 240: bar = 3.21; break; case 241: bar = 3.19; break; case 242: bar = 3.18; break; case 243: bar = 3.17; break; case 244: bar = 3.15; break; case 245: bar = 3.14; break; case 246: bar = 3.12; break; case 247: bar = 3.11; break; case 248: bar = 3.1; break; case 249: bar = 3.08; break; case 250: bar = 3.07; break; case 251: bar = 3.06; break; case 252: bar = 3.04; break; case 253: bar = 3.03; break; case 254: bar = 3.02; break; case 255: bar = 3.01; break; case 256: bar = 2.99; break; case 257: bar = 2.98; break; case 258: bar = 2.97; break; case 259: bar = 2.96; break; case 260: bar = 2.94; break; case 261: bar = 2.93; break; case 262: bar = 2.92; break; case 263: bar = 2.91; break; case 264: bar = 2.89; break; case 265: bar = 2.88; break; case 266: bar = 2.87; break; case 267: bar = 2.86; break; case 268: bar = 2.85; break; case 269: bar = 2.83; break; case 270: bar = 2.82; break; case 271: bar = 2.81; break; case 272: bar = 2.8; break; case 273: bar = 2.79; break; case 274: bar = 2.78; break; case 275: bar = 2.77; break; case 276: bar = 2.76; break; case 277: bar = 2.74; break; case 278: bar = 2.73; break; case 279: bar = 2.72; break; case 280: bar = 2.71; break; case 281: bar = 2.7; break; case 282: bar = 2.69; break; case 283: bar = 2.68; break; case 284: bar = 2.67; break; case 285: bar = 2.66; break; case 286: bar = 2.65; break; case 287: bar = 2.64; break; case 288: bar = 2.63; break; case 289: bar = 2.62; break; case 290: bar = 2.61; break; case 291: bar = 2.6; break; case 292: bar = 2.59; break; case 293: bar = 2.58; break; case 294: bar = 2.57; break; case 295: bar = 2.56; break; case 296: bar = 2.55; break; case 297: bar = 2.54; break; case 298: bar = 2.53; break; case 299: bar = 2.52; break; case 300: bar = 2.51; break; case 301: bar = 2.5; break; case 302: bar = 2.49; break; case 303: bar = 2.48; break; case 304: bar = 2.47; break; case 305: bar = 2.46; break; case 306: bar = 2.45; break; case 307: bar = 2.44; break; case 308: bar = 2.43; break; case 309: bar = 2.42; break; case 310: bar = 2.41; break; case 311: bar = 2.41; break; case 312: bar = 2.4; break; case 313: bar = 2.39; break; case 314: bar = 2.38; break; case 315: bar = 2.37; break; case 316: bar = 2.36; break; case 317: bar = 2.35; break; case 318: bar = 2.34; break; case 319: bar = 2.34; break; case 320: bar = 2.33; break; case 321: bar = 2.32; break; case 322: bar = 2.31; break; case 323: bar = 2.3; break; case 324: bar = 2.29; break; case 325: bar = 2.28; break; case 326: bar = 2.28; break; case 327: bar = 2.27; break; case 328: bar = 2.26; break; case 329: bar = 2.25; break; case 330: bar = 2.24; break; case 331: bar = 2.24; break; case 332: bar = 2.23; break; case 333: bar = 2.22; break; case 334: bar = 2.21; break; case 335: bar = 2.2; break; case 336: bar = 2.2; break; case 337: bar = 2.19; break; case 338: bar = 2.18; break; case 339: bar = 2.17; break; case 340: bar = 2.17; break; case 341: bar = 2.16; break; case 342: bar = 2.15; break; case 343: bar = 2.14; break; case 344: bar = 2.13; break; case 345: bar = 2.13; break; case 346: bar = 2.12; break; case 347: bar = 2.11; break; case 348: bar = 2.11; break; case 349: bar = 2.1; break; case 350: bar = 2.09; break; case 351: bar = 2.08; break; case 352: bar = 2.08; break; case 353: bar = 2.07; break; case 354: bar = 2.06; break; case 355: bar = 2.05; break; case 356: bar = 2.05; break; case 357: bar = 2.04; break; case 358: bar = 2.03; break; case 359: bar = 2.03; break; case 360: bar = 2.02; break; case 361: bar = 2.01; break; case 362: bar = 2.01; break; case 363: bar = 2; break; case 364: bar = 1.99; break; case 365: bar = 1.99; break; case 366: bar = 1.98; break; case 367: bar = 1.97; break; case 368: bar = 1.97; break; case 369: bar = 1.96; break; case 370: bar = 1.95; break; case 371: bar = 1.95; break; case 372: bar = 1.94; break; case 373: bar = 1.93; break; case 374: bar = 1.93; break; case 375: bar = 1.92; break; case 376: bar = 1.91; break; case 377: bar = 1.91; break; case 378: bar = 1.9; break; case 379: bar = 1.89; break; case 380: bar = 1.89; break; case 381: bar = 1.88; break; case 382: bar = 1.88; break; case 383: bar = 1.87; break; case 384: bar = 1.86; break; case 385: bar = 1.86; break; case 386: bar = 1.85; break; case 387: bar = 1.85; break; case 388: bar = 1.84; break; case 389: bar = 1.83; break; case 390: bar = 1.83; break; case 391: bar = 1.82; break; case 392: bar = 1.82; break; case 393: bar = 1.81; break; case 394: bar = 1.8; break; case 395: bar = 1.8; break; case 396: bar = 1.79; break; case 397: bar = 1.79; break; case 398: bar = 1.78; break; case 399: bar = 1.77; break; case 400: bar = 1.77; break; case 401: bar = 1.76; break; case 402: bar = 1.76; break; case 403: bar = 1.75; break; case 404: bar = 1.75; break; case 405: bar = 1.74; break; case 406: bar = 1.73; break; case 407: bar = 1.73; break; case 408: bar = 1.72; break; case 409: bar = 1.72; break; case 410: bar = 1.71; break; case 411: bar = 1.71; break; case 412: bar = 1.7; break; case 413: bar = 1.7; break; case 414: bar = 1.69; break; case 415: bar = 1.69; break; case 416: bar = 1.68; break; case 417: bar = 1.67; break; case 418: bar = 1.67; break; case 419: bar = 1.66; break; case 420: bar = 1.66; break; case 421: bar = 1.65; break; case 422: bar = 1.65; break; case 423: bar = 1.64; break; case 424: bar = 1.64; break; case 425: bar = 1.63; break; case 426: bar = 1.63; break; case 427: bar = 1.62; break; case 428: bar = 1.62; break; case 429: bar = 1.61; break; case 430: bar = 1.61; break; case 431: bar = 1.6; break; case 432: bar = 1.6; break; case 433: bar = 1.59; break; case 434: bar = 1.59; break; case 435: bar = 1.58; break; case 436: bar = 1.58; break; case 437: bar = 1.57; break; case 438: bar = 1.57; break; case 439: bar = 1.56; break; case 440: bar = 1.56; break; case 441: bar = 1.55; break; case 442: bar = 1.55; break; case 443: bar = 1.54; break; case 444: bar = 1.54; break; case 445: bar = 1.53; break; case 446: bar = 1.53; break; case 447: bar = 1.53; break; case 448: bar = 1.52; break; case 449: bar = 1.52; break; case 450: bar = 1.51; break; case 451: bar = 1.51; break; case 452: bar = 1.5; break; case 453: bar = 1.5; break; case 454: bar = 1.49; break; case 455: bar = 1.49; break; case 456: bar = 1.48; break; case 457: bar = 1.48; break; case 458: bar = 1.47; break; case 459: bar = 1.47; break; case 460: bar = 1.47; break; case 461: bar = 1.46; break; case 462: bar = 1.46; break; case 463: bar = 1.45; break; case 464: bar = 1.45; break; case 465: bar = 1.44; break; case 466: bar = 1.44; break; case 467: bar = 1.44; break; case 468: bar = 1.43; break; case 469: bar = 1.43; break; case 470: bar = 1.42; break; case 471: bar = 1.42; break; case 472: bar = 1.41; break; case 473: bar = 1.41; break; case 474: bar = 1.41; break; case 475: bar = 1.4; break; case 476: bar = 1.4; break; case 477: bar = 1.39; break; case 478: bar = 1.39; break; case 479: bar = 1.38; break; case 480: bar = 1.38; break; case 481: bar = 1.38; break; case 482: bar = 1.37; break; case 483: bar = 1.37; break; case 484: bar = 1.36; break; case 485: bar = 1.36; break; case 486: bar = 1.36; break; case 487: bar = 1.35; break; case 488: bar = 1.35; break; case 489: bar = 1.34; break; case 490: bar = 1.34; break; case 491: bar = 1.34; break; case 492: bar = 1.33; break; case 493: bar = 1.33; break; case 494: bar = 1.32; break; case 495: bar = 1.32; break; case 496: bar = 1.32; break; case 497: bar = 1.31; break; case 498: bar = 1.31; break; case 499: bar = 1.3; break; case 500: bar = 1.3; break; case 501: bar = 1.3; break; case 502: bar = 1.29; break; case 503: bar = 1.29; break; case 504: bar = 1.29; break; case 505: bar = 1.28; break; case 506: bar = 1.28; break; case 507: bar = 1.27; break; case 508: bar = 1.27; break; case 509: bar = 1.27; break; case 510: bar = 1.26; break; case 511: bar = 1.26; break; case 512: bar = 1.26; break; case 513: bar = 1.25; break; case 514: bar = 1.25; break; case 515: bar = 1.24; break; case 516: bar = 1.24; break; case 517: bar = 1.24; break; case 518: bar = 1.23; break; case 519: bar = 1.23; break; case 520: bar = 1.23; break; case 521: bar = 1.22; break; case 522: bar = 1.22; break; case 523: bar = 1.22; break; case 524: bar = 1.21; break; case 525: bar = 1.21; break; case 526: bar = 1.21; break; case 527: bar = 1.2; break; case 528: bar = 1.2; break; case 529: bar = 1.2; break; case 530: bar = 1.19; break; case 531: bar = 1.19; break; case 532: bar = 1.18; break; case 533: bar = 1.18; break; case 534: bar = 1.18; break; case 535: bar = 1.17; break; case 536: bar = 1.17; break; case 537: bar = 1.17; break; case 538: bar = 1.16; break; case 539: bar = 1.16; break; case 540: bar = 1.16; break; case 541: bar = 1.15; break; case 542: bar = 1.15; break; case 543: bar = 1.15; break; case 544: bar = 1.14; break; case 545: bar = 1.14; break; case 546: bar = 1.14; break; case 547: bar = 1.13; break; case 548: bar = 1.13; break; case 549: bar = 1.13; break; case 550: bar = 1.12; break; case 551: bar = 1.12; break; case 552: bar = 1.12; break; case 553: bar = 1.12; break; case 554: bar = 1.11; break; case 555: bar = 1.11; break; case 556: bar = 1.11; break; case 557: bar = 1.1; break; case 558: bar = 1.1; break; case 559: bar = 1.1; break; case 560: bar = 1.09; break; case 561: bar = 1.09; break; case 562: bar = 1.09; break; case 563: bar = 1.08; break; case 564: bar = 1.08; break; case 565: bar = 1.08; break; case 566: bar = 1.07; break; case 567: bar = 1.07; break; case 568: bar = 1.07; break; case 569: bar = 1.07; break; case 570: bar = 1.06; break; case 571: bar = 1.06; break; case 572: bar = 1.06; break; case 573: bar = 1.05; break; case 574: bar = 1.05; break; case 575: bar = 1.05; break; case 576: bar = 1.04; break; case 577: bar = 1.04; break; case 578: bar = 1.04; break; case 579: bar = 1.04; break; case 580: bar = 1.03; break; case 581: bar = 1.03; break; case 582: bar = 1.03; break; case 583: bar = 1.02; break; case 584: bar = 1.02; break; case 585: bar = 1.02; break; case 586: bar = 1.02; break; case 587: bar = 1.01; break; case 588: bar = 1.01; break; case 589: bar = 1.01; break; case 590: bar = 1; break; case 591: bar = 1; break; case 592: bar = 1; break; case 593: bar = 1; break; case 594: bar = 0.99; break; case 595: bar = 0.99; break; case 596: bar = 0.99; break; case 597: bar = 0.98; break; case 598: bar = 0.98; break; case 599: bar = 0.98; break; case 600: bar = 0.98; break; case 601: bar = 0.97; break; case 602: bar = 0.97; break; case 603: bar = 0.97; break; case 604: bar = 0.96; break; case 605: bar = 0.96; break; case 606: bar = 0.96; break; case 607: bar = 0.96; break; case 608: bar = 0.95; break; case 609: bar = 0.95; break; case 610: bar = 0.95; break; case 611: bar = 0.95; break; case 612: bar = 0.94; break; case 613: bar = 0.94; break; case 614: bar = 0.94; break; case 615: bar = 0.94; break; case 616: bar = 0.93; break; case 617: bar = 0.93; break; case 618: bar = 0.93; break; case 619: bar = 0.92; break; case 620: bar = 0.92; break; case 621: bar = 0.92; break; case 622: bar = 0.92; break; case 623: bar = 0.91; break; case 624: bar = 0.91; break; case 625: bar = 0.91; break; case 626: bar = 0.91; break; case 627: bar = 0.9; break; case 628: bar = 0.9; break; case 629: bar = 0.9; break; case 630: bar = 0.9; break; case 631: bar = 0.89; break; case 632: bar = 0.89; break; case 633: bar = 0.89; break; case 634: bar = 0.89; break; case 635: bar = 0.88; break; case 636: bar = 0.88; break; case 637: bar = 0.88; break; case 638: bar = 0.88; break; case 639: bar = 0.87; break; case 640: bar = 0.87; break; case 641: bar = 0.87; break; case 642: bar = 0.87; break; case 643: bar = 0.86; break; case 644: bar = 0.86; break; case 645: bar = 0.86; break; case 646: bar = 0.86; break; case 647: bar = 0.85; break; case 648: bar = 0.85; break; case 649: bar = 0.85; break; case 650: bar = 0.85; break; case 651: bar = 0.84; break; case 652: bar = 0.84; break; case 653: bar = 0.84; break; case 654: bar = 0.84; break; case 655: bar = 0.84; break; case 656: bar = 0.83; break; case 657: bar = 0.83; break; case 658: bar = 0.83; break; case 659: bar = 0.83; break; case 660: bar = 0.82; break; case 661: bar = 0.82; break; case 662: bar = 0.82; break; case 663: bar = 0.82; break; case 664: bar = 0.81; break; case 665: bar = 0.81; break; case 666: bar = 0.81; break; case 667: bar = 0.81; break; case 668: bar = 0.81; break; case 669: bar = 0.8; break; case 670: bar = 0.8; break; case 671: bar = 0.8; break; case 672: bar = 0.8; break; case 673: bar = 0.79; break; case 674: bar = 0.79; break; case 675: bar = 0.79; break; case 676: bar = 0.79; break; case 677: bar = 0.78; break; case 678: bar = 0.78; break; case 679: bar = 0.78; break; case 680: bar = 0.78; break; case 681: bar = 0.78; break; case 682: bar = 0.77; break; case 683: bar = 0.77; break; case 684: bar = 0.77; break; case 685: bar = 0.77; break; case 686: bar = 0.77; break; case 687: bar = 0.76; break; case 688: bar = 0.76; break; case 689: bar = 0.76; break; case 690: bar = 0.76; break; case 691: bar = 0.75; break; case 692: bar = 0.75; break; case 693: bar = 0.75; break; case 694: bar = 0.75; break; case 695: bar = 0.75; break; case 696: bar = 0.74; break; case 697: bar = 0.74; break; case 698: bar = 0.74; break; case 699: bar = 0.74; break; case 700: bar = 0.74; break; case 701: bar = 0.73; break; case 702: bar = 0.73; break; case 703: bar = 0.73; break; case 704: bar = 0.73; break; case 705: bar = 0.72; break; case 706: bar = 0.72; break; case 707: bar = 0.72; break; case 708: bar = 0.72; break; case 709: bar = 0.72; break; case 710: bar = 0.71; break; case 711: bar = 0.71; break; case 712: bar = 0.71; break; case 713: bar = 0.71; break; case 714: bar = 0.71; break; case 715: bar = 0.7; break; case 716: bar = 0.7; break; case 717: bar = 0.7; break; case 718: bar = 0.7; break; case 719: bar = 0.7; break; case 720: bar = 0.69; break; case 721: bar = 0.69; break; case 722: bar = 0.69; break; case 723: bar = 0.69; break; case 724: bar = 0.69; break; case 725: bar = 0.68; break; case 726: bar = 0.68; break; case 727: bar = 0.68; break; case 728: bar = 0.68; break; case 729: bar = 0.68; break; case 730: bar = 0.67; break; case 731: bar = 0.67; break; case 732: bar = 0.67; break; case 733: bar = 0.67; break; case 734: bar = 0.67; break; case 735: bar = 0.67; break; case 736: bar = 0.66; break; case 737: bar = 0.66; break; case 738: bar = 0.66; break; case 739: bar = 0.66; break; case 740: bar = 0.66; break; case 741: bar = 0.65; break; case 742: bar = 0.65; break; case 743: bar = 0.65; break; case 744: bar = 0.65; break; case 745: bar = 0.65; break; case 746: bar = 0.64; break; case 747: bar = 0.64; break; case 748: bar = 0.64; break; case 749: bar = 0.64; break; case 750: bar = 0.64; break; case 751: bar = 0.64; break; case 752: bar = 0.63; break; case 753: bar = 0.63; break; case 754: bar = 0.63; break; case 755: bar = 0.63; break; case 756: bar = 0.63; break; case 757: bar = 0.62; break; case 758: bar = 0.62; break; case 759: bar = 0.62; break; case 760: bar = 0.62; break; case 761: bar = 0.62; break; case 762: bar = 0.61; break; case 763: bar = 0.61; break; case 764: bar = 0.61; break; case 765: bar = 0.61; break; case 766: bar = 0.61; break; case 767: bar = 0.61; break; case 768: bar = 0.6; break; case 769: bar = 0.6; break; case 770: bar = 0.6; break; case 771: bar = 0.6; break; case 772: bar = 0.6; break; case 773: bar = 0.6; break; case 774: bar = 0.59; break; case 775: bar = 0.59; break; case 776: bar = 0.59; break; case 777: bar = 0.59; break; case 778: bar = 0.59; break; case 779: bar = 0.59; break; case 780: bar = 0.58; break; case 781: bar = 0.58; break; case 782: bar = 0.58; break; case 783: bar = 0.58; break; case 784: bar = 0.58; break; case 785: bar = 0.57; break; case 786: bar = 0.57; break; case 787: bar = 0.57; break; case 788: bar = 0.57; break; case 789: bar = 0.57; break; case 790: bar = 0.57; break; case 791: bar = 0.56; break; case 792: bar = 0.56; break; case 793: bar = 0.56; break; case 794: bar = 0.56; break; case 795: bar = 0.56; break; case 796: bar = 0.56; break; case 797: bar = 0.55; break; case 798: bar = 0.55; break; case 799: bar = 0.55; break; case 800: bar = 0.55; break; case 801: bar = 0.55; break; case 802: bar = 0.55; break; case 803: bar = 0.54; break; case 804: bar = 0.54; break; case 805: bar = 0.54; break; case 806: bar = 0.54; break; case 807: bar = 0.54; break; case 808: bar = 0.54; break; case 809: bar = 0.53; break; case 810: bar = 0.53; break; case 811: bar = 0.53; break; case 812: bar = 0.53; break; case 813: bar = 0.53; break; case 814: bar = 0.53; break; case 815: bar = 0.53; break; case 816: bar = 0.52; break; case 817: bar = 0.52; break; case 818: bar = 0.52; break; case 819: bar = 0.52; break; case 820: bar = 0.52; break; case 821: bar = 0.52; break; case 822: bar = 0.51; break; case 823: bar = 0.51; break; case 824: bar = 0.51; break; case 825: bar = 0.51; break; case 826: bar = 0.51; break; case 827: bar = 0.51; break; case 828: bar = 0.5; break; case 829: bar = 0.5; break; case 830: bar = 0.5; break; case 831: bar = 0.5; break; case 832: bar = 0.5; break; case 833: bar = 0.5; break; case 834: bar = 0.5; break; case 835: bar = 0.49; break; case 836: bar = 0.49; break; case 837: bar = 0.49; break; case 838: bar = 0.49; break; case 839: bar = 0.49; break; case 840: bar = 0.49; break; case 841: bar = 0.48; break; case 842: bar = 0.48; break; case 843: bar = 0.48; break; case 844: bar = 0.48; break; case 845: bar = 0.48; break; case 846: bar = 0.48; break; case 847: bar = 0.48; break; case 848: bar = 0.47; break; case 849: bar = 0.47; break; case 850: bar = 0.47; break; case 851: bar = 0.47; break; case 852: bar = 0.47; break; case 853: bar = 0.47; break; case 854: bar = 0.47; break; case 855: bar = 0.46; break; case 856: bar = 0.46; break; case 857: bar = 0.46; break; case 858: bar = 0.46; break; case 859: bar = 0.46; break; case 860: bar = 0.46; break; case 861: bar = 0.46; break; case 862: bar = 0.45; break; case 863: bar = 0.45; break; case 864: bar = 0.45; break; case 865: bar = 0.45; break; case 866: bar = 0.45; break; case 867: bar = 0.45; break; case 868: bar = 0.45; break; case 869: bar = 0.44; break; case 870: bar = 0.44; break; case 871: bar = 0.44; break; case 872: bar = 0.44; break; case 873: bar = 0.44; break; case 874: bar = 0.44; break; case 875: bar = 0.44; break; case 876: bar = 0.43; break; case 877: bar = 0.43; break; case 878: bar = 0.43; break; case 879: bar = 0.43; break; case 880: bar = 0.43; break; case 881: bar = 0.43; break; case 882: bar = 0.43; break; case 883: bar = 0.42; break; case 884: bar = 0.42; break; case 885: bar = 0.42; break; case 886: bar = 0.42; break; case 887: bar = 0.42; break; case 888: bar = 0.42; break; case 889: bar = 0.42; break; case 890: bar = 0.41; break; case 891: bar = 0.41; break; case 892: bar = 0.41; break; case 893: bar = 0.41; break; case 894: bar = 0.41; break; case 895: bar = 0.41; break; case 896: bar = 0.41; break; case 897: bar = 0.41; break; case 898: bar = 0.4; break; case 899: bar = 0.4; break; case 900: bar = 0.4; break; case 901: bar = 0.4; break; case 902: bar = 0.4; break; case 903: bar = 0.4; break; case 904: bar = 0.4; break; case 905: bar = 0.39; break; case 906: bar = 0.39; break; case 907: bar = 0.39; break; case 908: bar = 0.39; break; case 909: bar = 0.39; break; case 910: bar = 0.39; break; case 911: bar = 0.39; break; case 912: bar = 0.39; break; case 913: bar = 0.38; break; case 914: bar = 0.38; break; case 915: bar = 0.38; break; case 916: bar = 0.38; break; case 917: bar = 0.38; break; case 918: bar = 0.38; break; case 919: bar = 0.38; break; case 920: bar = 0.38; break; case 921: bar = 0.37; break; case 922: bar = 0.37; break; case 923: bar = 0.37; break; case 924: bar = 0.37; break; case 925: bar = 0.37; break; case 926: bar = 0.37; break; case 927: bar = 0.37; break; case 928: bar = 0.37; break; case 929: bar = 0.36; break; case 930: bar = 0.36; break; case 931: bar = 0.36; break; case 932: bar = 0.36; break; case 933: bar = 0.36; break; case 934: bar = 0.36; break; case 935: bar = 0.36; break; case 936: bar = 0.36; break; case 937: bar = 0.35; break; case 938: bar = 0.35; break; case 939: bar = 0.35; break; case 940: bar = 0.35; break; case 941: bar = 0.35; break; case 942: bar = 0.35; break; case 943: bar = 0.35; break; case 944: bar = 0.35; break; case 945: bar = 0.34; break; case 946: bar = 0.34; break; case 947: bar = 0.34; break; case 948: bar = 0.34; break; case 949: bar = 0.34; break; case 950: bar = 0.34; break; case 951: bar = 0.34; break; case 952: bar = 0.34; break; case 953: bar = 0.33; break; case 954: bar = 0.33; break; case 955: bar = 0.33; break; case 956: bar = 0.33; break; case 957: bar = 0.33; break; case 958: bar = 0.33; break; case 959: bar = 0.33; break; case 960: bar = 0.33; break; case 961: bar = 0.32; break; case 962: bar = 0.32; break; case 963: bar = 0.32; break; case 964: bar = 0.32; break; case 965: bar = 0.32; break; case 966: bar = 0.32; break; case 967: bar = 0.32; break; case 968: bar = 0.32; break; case 969: bar = 0.32; break; case 970: bar = 0.31; break; case 971: bar = 0.31; break; case 972: bar = 0.31; break; case 973: bar = 0.31; break; case 974: bar = 0.31; break; case 975: bar = 0.31; break; case 976: bar = 0.31; break; case 977: bar = 0.31; break; case 978: bar = 0.3; break; case 979: bar = 0.3; break; case 980: bar = 0.3; break; case 981: bar = 0.3; break; case 982: bar = 0.3; break; case 983: bar = 0.3; break; case 984: bar = 0.3; break; case 985: bar = 0.3; break; case 986: bar = 0.3; break; case 987: bar = 0.29; break; case 988: bar = 0.29; break; case 989: bar = 0.29; break; case 990: bar = 0.29; break; case 991: bar = 0.29; break; case 992: bar = 0.29; break; case 993: bar = 0.29; break; case 994: bar = 0.29; break; case 995: bar = 0.29; break; case 996: bar = 0.28; break; case 997: bar = 0.28; break; case 998: bar = 0.28; break; case 999: bar = 0.28; break; case 1000: bar = 0.28; break; case 1001: bar = 0.28; break; case 1002: bar = 0.28; break; case 1003: bar = 0.28; break; case 1004: bar = 0.28; break; case 1005: bar = 0.27; break; case 1006: bar = 0.27; break; case 1007: bar = 0.27; break; case 1008: bar = 0.27; break; case 1009: bar = 0.27; break; case 1010: bar = 0.27; break; case 1011: bar = 0.27; break; case 1012: bar = 0.27; break; case 1013: bar = 0.27; break; case 1014: bar = 0.26; break; case 1015: bar = 0.26; break; case 1016: bar = 0.26; break; case 1017: bar = 0.26; break; case 1018: bar = 0.26; break; case 1019: bar = 0.26; break; case 1020: bar = 0.26; break; case 1021: bar = 0.26; break; case 1022: bar = 0.26; break; case 1023: bar = 0.26; break; case 1024: bar = 0.25; break;
case 11: bar = 46.72; break; | case 11: bar = 46.72; break; case 12: bar = 43.69; break; case 13: bar = 41.07; break; case 14: bar = 38.77; break; case 15: bar = 36.73; break; case 16: bar = 34.92; break; case 17: bar = 33.29; break; case 18: bar = 31.82; break; case 19: bar = 30.49; break; case 20: bar = 29.27; break; case 21: bar = 28.15; break; case 22: bar = 27.12; break; case 23: bar = 26.17; break; case 24: bar = 25.29; break; case 25: bar = 24.47; break; case 26: bar = 23.71; break; case 27: bar = 22.99; break; case 28: bar = 22.32; break; case 29: bar = 21.69; break; case 30: bar = 21.1; break; case 31: bar = 20.54; break; case 32: bar = 20.02; break; case 33: bar = 19.52; break; case 34: bar = 19.04; break; case 35: bar = 18.59; break; case 36: bar = 18.16; break; case 37: bar = 17.76; break; case 38: bar = 17.37; break; case 39: bar = 17; break; case 40: bar = 16.64; break; case 41: bar = 16.3; break; case 42: bar = 15.98; break; case 43: bar = 15.67; break; case 44: bar = 15.37; break; case 45: bar = 15.08; break; case 46: bar = 14.81; break; case 47: bar = 14.54; break; case 48: bar = 14.28; break; case 49: bar = 14.04; break; case 50: bar = 13.8; break; case 51: bar = 13.57; break; case 52: bar = 13.35; break; case 53: bar = 13.13; break; case 54: bar = 12.93; break; case 55: bar = 12.73; break; case 56: bar = 12.53; break; case 57: bar = 12.34; break; case 58: bar = 12.16; break; case 59: bar = 11.98; break; case 60: bar = 11.81; break; case 61: bar = 11.65; break; case 62: bar = 11.48; break; case 63: bar = 11.33; break; case 64: bar = 11.17; break; case 65: bar = 11.02; break; case 66: bar = 10.88; break; case 67: bar = 10.74; break; case 68: bar = 10.6; break; case 69: bar = 10.47; break; case 70: bar = 10.34; break; case 71: bar = 10.21; break; case 72: bar = 10.09; break; case 73: bar = 9.97; break; case 74: bar = 9.85; break; case 75: bar = 9.73; break; case 76: bar = 9.62; break; case 77: bar = 9.51; break; case 78: bar = 9.4; break; case 79: bar = 9.3; break; case 80: bar = 9.19; break; case 81: bar = 9.09; break; case 82: bar = 9; break; case 83: bar = 8.9; break; case 84: bar = 8.81; break; case 85: bar = 8.71; break; case 86: bar = 8.62; break; case 87: bar = 8.53; break; case 88: bar = 8.45; break; case 89: bar = 8.36; break; case 90: bar = 8.28; break; case 91: bar = 8.2; break; case 92: bar = 8.12; break; case 93: bar = 8.04; break; case 94: bar = 7.96; break; case 95: bar = 7.89; break; case 96: bar = 7.81; break; case 97: bar = 7.74; break; case 98: bar = 7.67; break; case 99: bar = 7.6; break; case 100: bar = 7.53; break; case 101: bar = 7.46; break; case 102: bar = 7.4; break; case 103: bar = 7.33; break; case 104: bar = 7.27; break; case 105: bar = 7.2; break; case 106: bar = 7.14; break; case 107: bar = 7.08; break; case 108: bar = 7.02; break; case 109: bar = 6.96; break; case 110: bar = 6.9; break; case 111: bar = 6.85; break; case 112: bar = 6.79; break; case 113: bar = 6.74; break; case 114: bar = 6.68; break; case 115: bar = 6.63; break; case 116: bar = 6.57; break; case 117: bar = 6.52; break; case 118: bar = 6.47; break; case 119: bar = 6.42; break; case 120: bar = 6.37; break; case 121: bar = 6.32; break; case 122: bar = 6.27; break; case 123: bar = 6.23; break; case 124: bar = 6.18; break; case 125: bar = 6.13; break; case 126: bar = 6.09; break; case 127: bar = 6.04; break; case 128: bar = 6; break; case 129: bar = 5.95; break; case 130: bar = 5.91; break; case 131: bar = 5.87; break; case 132: bar = 5.83; break; case 133: bar = 5.79; break; case 134: bar = 5.75; break; case 135: bar = 5.71; break; case 136: bar = 5.67; break; case 137: bar = 5.63; break; case 138: bar = 5.59; break; case 139: bar = 5.55; break; case 140: bar = 5.51; break; case 141: bar = 5.47; break; case 142: bar = 5.44; break; case 143: bar = 5.4; break; case 144: bar = 5.37; break; case 145: bar = 5.33; break; case 146: bar = 5.3; break; case 147: bar = 5.26; break; case 148: bar = 5.23; break; case 149: bar = 5.19; break; case 150: bar = 5.16; break; case 151: bar = 5.13; break; case 152: bar = 5.09; break; case 153: bar = 5.06; break; case 154: bar = 5.03; break; case 155: bar = 5; break; case 156: bar = 4.97; break; case 157: bar = 4.94; break; case 158: bar = 4.91; break; case 159: bar = 4.88; break; case 160: bar = 4.85; break; case 161: bar = 4.82; break; case 162: bar = 4.79; break; case 163: bar = 4.76; break; case 164: bar = 4.73; break; case 165: bar = 4.7; break; case 166: bar = 4.68; break; case 167: bar = 4.65; break; case 168: bar = 4.62; break; case 169: bar = 4.59; break; case 170: bar = 4.57; break; case 171: bar = 4.54; break; case 172: bar = 4.52; break; case 173: bar = 4.49; break; case 174: bar = 4.46; break; case 175: bar = 4.44; break; case 176: bar = 4.41; break; case 177: bar = 4.39; break; case 178: bar = 4.36; break; case 179: bar = 4.34; break; case 180: bar = 4.32; break; case 181: bar = 4.29; break; case 182: bar = 4.27; break; case 183: bar = 4.25; break; case 184: bar = 4.22; break; case 185: bar = 4.2; break; case 186: bar = 4.18; break; case 187: bar = 4.15; break; case 188: bar = 4.13; break; case 189: bar = 4.11; break; case 190: bar = 4.09; break; case 191: bar = 4.07; break; case 192: bar = 4.05; break; case 193: bar = 4.02; break; case 194: bar = 4; break; case 195: bar = 3.98; break; case 196: bar = 3.96; break; case 197: bar = 3.94; break; case 198: bar = 3.92; break; case 199: bar = 3.9; break; case 200: bar = 3.88; break; case 201: bar = 3.86; break; case 202: bar = 3.84; break; case 203: bar = 3.82; break; case 204: bar = 3.8; break; case 205: bar = 3.78; break; case 206: bar = 3.77; break; case 207: bar = 3.75; break; case 208: bar = 3.73; break; case 209: bar = 3.71; break; case 210: bar = 3.69; break; case 211: bar = 3.67; break; case 212: bar = 3.66; break; case 213: bar = 3.64; break; case 214: bar = 3.62; break; case 215: bar = 3.6; break; case 216: bar = 3.59; break; case 217: bar = 3.57; break; case 218: bar = 3.55; break; case 219: bar = 3.53; break; case 220: bar = 3.52; break; case 221: bar = 3.5; break; case 222: bar = 3.48; break; case 223: bar = 3.47; break; case 224: bar = 3.45; break; case 225: bar = 3.44; break; case 226: bar = 3.42; break; case 227: bar = 3.4; break; case 228: bar = 3.39; break; case 229: bar = 3.37; break; case 230: bar = 3.36; break; case 231: bar = 3.34; break; case 232: bar = 3.33; break; case 233: bar = 3.31; break; case 234: bar = 3.3; break; case 235: bar = 3.28; break; case 236: bar = 3.27; break; case 237: bar = 3.25; break; case 238: bar = 3.24; break; case 239: bar = 3.22; break; case 240: bar = 3.21; break; case 241: bar = 3.19; break; case 242: bar = 3.18; break; case 243: bar = 3.17; break; case 244: bar = 3.15; break; case 245: bar = 3.14; break; case 246: bar = 3.12; break; case 247: bar = 3.11; break; case 248: bar = 3.1; break; case 249: bar = 3.08; break; case 250: bar = 3.07; break; case 251: bar = 3.06; break; case 252: bar = 3.04; break; case 253: bar = 3.03; break; case 254: bar = 3.02; break; case 255: bar = 3.01; break; case 256: bar = 2.99; break; case 257: bar = 2.98; break; case 258: bar = 2.97; break; case 259: bar = 2.96; break; case 260: bar = 2.94; break; case 261: bar = 2.93; break; case 262: bar = 2.92; break; case 263: bar = 2.91; break; case 264: bar = 2.89; break; case 265: bar = 2.88; break; case 266: bar = 2.87; break; case 267: bar = 2.86; break; case 268: bar = 2.85; break; case 269: bar = 2.83; break; case 270: bar = 2.82; break; case 271: bar = 2.81; break; case 272: bar = 2.8; break; case 273: bar = 2.79; break; case 274: bar = 2.78; break; case 275: bar = 2.77; break; case 276: bar = 2.76; break; case 277: bar = 2.74; break; case 278: bar = 2.73; break; case 279: bar = 2.72; break; case 280: bar = 2.71; break; case 281: bar = 2.7; break; case 282: bar = 2.69; break; case 283: bar = 2.68; break; case 284: bar = 2.67; break; case 285: bar = 2.66; break; case 286: bar = 2.65; break; case 287: bar = 2.64; break; case 288: bar = 2.63; break; case 289: bar = 2.62; break; case 290: bar = 2.61; break; case 291: bar = 2.6; break; case 292: bar = 2.59; break; case 293: bar = 2.58; break; case 294: bar = 2.57; break; case 295: bar = 2.56; break; case 296: bar = 2.55; break; case 297: bar = 2.54; break; case 298: bar = 2.53; break; case 299: bar = 2.52; break; case 300: bar = 2.51; break; case 301: bar = 2.5; break; case 302: bar = 2.49; break; case 303: bar = 2.48; break; case 304: bar = 2.47; break; case 305: bar = 2.46; break; case 306: bar = 2.45; break; case 307: bar = 2.44; break; case 308: bar = 2.43; break; case 309: bar = 2.42; break; case 310: bar = 2.41; break; case 311: bar = 2.41; break; case 312: bar = 2.4; break; case 313: bar = 2.39; break; case 314: bar = 2.38; break; case 315: bar = 2.37; break; case 316: bar = 2.36; break; case 317: bar = 2.35; break; case 318: bar = 2.34; break; case 319: bar = 2.34; break; case 320: bar = 2.33; break; case 321: bar = 2.32; break; case 322: bar = 2.31; break; case 323: bar = 2.3; break; case 324: bar = 2.29; break; case 325: bar = 2.28; break; case 326: bar = 2.28; break; case 327: bar = 2.27; break; case 328: bar = 2.26; break; case 329: bar = 2.25; break; case 330: bar = 2.24; break; case 331: bar = 2.24; break; case 332: bar = 2.23; break; case 333: bar = 2.22; break; case 334: bar = 2.21; break; case 335: bar = 2.2; break; case 336: bar = 2.2; break; case 337: bar = 2.19; break; case 338: bar = 2.18; break; case 339: bar = 2.17; break; case 340: bar = 2.17; break; case 341: bar = 2.16; break; case 342: bar = 2.15; break; case 343: bar = 2.14; break; case 344: bar = 2.13; break; case 345: bar = 2.13; break; case 346: bar = 2.12; break; case 347: bar = 2.11; break; case 348: bar = 2.11; break; case 349: bar = 2.1; break; case 350: bar = 2.09; break; case 351: bar = 2.08; break; case 352: bar = 2.08; break; case 353: bar = 2.07; break; case 354: bar = 2.06; break; case 355: bar = 2.05; break; case 356: bar = 2.05; break; case 357: bar = 2.04; break; case 358: bar = 2.03; break; case 359: bar = 2.03; break; case 360: bar = 2.02; break; case 361: bar = 2.01; break; case 362: bar = 2.01; break; case 363: bar = 2; break; case 364: bar = 1.99; break; case 365: bar = 1.99; break; case 366: bar = 1.98; break; case 367: bar = 1.97; break; case 368: bar = 1.97; break; case 369: bar = 1.96; break; case 370: bar = 1.95; break; case 371: bar = 1.95; break; case 372: bar = 1.94; break; case 373: bar = 1.93; break; case 374: bar = 1.93; break; case 375: bar = 1.92; break; case 376: bar = 1.91; break; case 377: bar = 1.91; break; case 378: bar = 1.9; break; case 379: bar = 1.89; break; case 380: bar = 1.89; break; case 381: bar = 1.88; break; case 382: bar = 1.88; break; case 383: bar = 1.87; break; case 384: bar = 1.86; break; case 385: bar = 1.86; break; case 386: bar = 1.85; break; case 387: bar = 1.85; break; case 388: bar = 1.84; break; case 389: bar = 1.83; break; case 390: bar = 1.83; break; case 391: bar = 1.82; break; case 392: bar = 1.82; break; case 393: bar = 1.81; break; case 394: bar = 1.8; break; case 395: bar = 1.8; break; case 396: bar = 1.79; break; case 397: bar = 1.79; break; case 398: bar = 1.78; break; case 399: bar = 1.77; break; case 400: bar = 1.77; break; case 401: bar = 1.76; break; case 402: bar = 1.76; break; case 403: bar = 1.75; break; case 404: bar = 1.75; break; case 405: bar = 1.74; break; case 406: bar = 1.73; break; case 407: bar = 1.73; break; case 408: bar = 1.72; break; case 409: bar = 1.72; break; case 410: bar = 1.71; break; case 411: bar = 1.71; break; case 412: bar = 1.7; break; case 413: bar = 1.7; break; case 414: bar = 1.69; break; case 415: bar = 1.69; break; case 416: bar = 1.68; break; case 417: bar = 1.67; break; case 418: bar = 1.67; break; case 419: bar = 1.66; break; case 420: bar = 1.66; break; case 421: bar = 1.65; break; case 422: bar = 1.65; break; case 423: bar = 1.64; break; case 424: bar = 1.64; break; case 425: bar = 1.63; break; case 426: bar = 1.63; break; case 427: bar = 1.62; break; case 428: bar = 1.62; break; case 429: bar = 1.61; break; case 430: bar = 1.61; break; case 431: bar = 1.6; break; case 432: bar = 1.6; break; case 433: bar = 1.59; break; case 434: bar = 1.59; break; case 435: bar = 1.58; break; case 436: bar = 1.58; break; case 437: bar = 1.57; break; case 438: bar = 1.57; break; case 439: bar = 1.56; break; case 440: bar = 1.56; break; case 441: bar = 1.55; break; case 442: bar = 1.55; break; case 443: bar = 1.54; break; case 444: bar = 1.54; break; case 445: bar = 1.53; break; case 446: bar = 1.53; break; case 447: bar = 1.53; break; case 448: bar = 1.52; break; case 449: bar = 1.52; break; case 450: bar = 1.51; break; case 451: bar = 1.51; break; case 452: bar = 1.5; break; case 453: bar = 1.5; break; case 454: bar = 1.49; break; case 455: bar = 1.49; break; case 456: bar = 1.48; break; case 457: bar = 1.48; break; case 458: bar = 1.47; break; case 459: bar = 1.47; break; case 460: bar = 1.47; break; case 461: bar = 1.46; break; case 462: bar = 1.46; break; case 463: bar = 1.45; break; case 464: bar = 1.45; break; case 465: bar = 1.44; break; case 466: bar = 1.44; break; case 467: bar = 1.44; break; case 468: bar = 1.43; break; case 469: bar = 1.43; break; case 470: bar = 1.42; break; case 471: bar = 1.42; break; case 472: bar = 1.41; break; case 473: bar = 1.41; break; case 474: bar = 1.41; break; case 475: bar = 1.4; break; case 476: bar = 1.4; break; case 477: bar = 1.39; break; case 478: bar = 1.39; break; case 479: bar = 1.38; break; case 480: bar = 1.38; break; case 481: bar = 1.38; break; case 482: bar = 1.37; break; case 483: bar = 1.37; break; case 484: bar = 1.36; break; case 485: bar = 1.36; break; case 486: bar = 1.36; break; case 487: bar = 1.35; break; case 488: bar = 1.35; break; case 489: bar = 1.34; break; case 490: bar = 1.34; break; case 491: bar = 1.34; break; case 492: bar = 1.33; break; case 493: bar = 1.33; break; case 494: bar = 1.32; break; case 495: bar = 1.32; break; case 496: bar = 1.32; break; case 497: bar = 1.31; break; case 498: bar = 1.31; break; case 499: bar = 1.3; break; case 500: bar = 1.3; break; case 501: bar = 1.3; break; case 502: bar = 1.29; break; case 503: bar = 1.29; break; case 504: bar = 1.29; break; case 505: bar = 1.28; break; case 506: bar = 1.28; break; case 507: bar = 1.27; break; case 508: bar = 1.27; break; case 509: bar = 1.27; break; case 510: bar = 1.26; break; case 511: bar = 1.26; break; case 512: bar = 1.26; break; case 513: bar = 1.25; break; case 514: bar = 1.25; break; case 515: bar = 1.24; break; case 516: bar = 1.24; break; case 517: bar = 1.24; break; case 518: bar = 1.23; break; case 519: bar = 1.23; break; case 520: bar = 1.23; break; case 521: bar = 1.22; break; case 522: bar = 1.22; break; case 523: bar = 1.22; break; case 524: bar = 1.21; break; case 525: bar = 1.21; break; case 526: bar = 1.21; break; case 527: bar = 1.2; break; case 528: bar = 1.2; break; case 529: bar = 1.2; break; case 530: bar = 1.19; break; case 531: bar = 1.19; break; case 532: bar = 1.18; break; case 533: bar = 1.18; break; case 534: bar = 1.18; break; case 535: bar = 1.17; break; case 536: bar = 1.17; break; case 537: bar = 1.17; break; case 538: bar = 1.16; break; case 539: bar = 1.16; break; case 540: bar = 1.16; break; case 541: bar = 1.15; break; case 542: bar = 1.15; break; case 543: bar = 1.15; break; case 544: bar = 1.14; break; case 545: bar = 1.14; break; case 546: bar = 1.14; break; case 547: bar = 1.13; break; case 548: bar = 1.13; break; case 549: bar = 1.13; break; case 550: bar = 1.12; break; case 551: bar = 1.12; break; case 552: bar = 1.12; break; case 553: bar = 1.12; break; case 554: bar = 1.11; break; case 555: bar = 1.11; break; case 556: bar = 1.11; break; case 557: bar = 1.1; break; case 558: bar = 1.1; break; case 559: bar = 1.1; break; case 560: bar = 1.09; break; case 561: bar = 1.09; break; case 562: bar = 1.09; break; case 563: bar = 1.08; break; case 564: bar = 1.08; break; case 565: bar = 1.08; break; case 566: bar = 1.07; break; case 567: bar = 1.07; break; case 568: bar = 1.07; break; case 569: bar = 1.07; break; case 570: bar = 1.06; break; case 571: bar = 1.06; break; case 572: bar = 1.06; break; case 573: bar = 1.05; break; case 574: bar = 1.05; break; case 575: bar = 1.05; break; case 576: bar = 1.04; break; case 577: bar = 1.04; break; case 578: bar = 1.04; break; case 579: bar = 1.04; break; case 580: bar = 1.03; break; case 581: bar = 1.03; break; case 582: bar = 1.03; break; case 583: bar = 1.02; break; case 584: bar = 1.02; break; case 585: bar = 1.02; break; case 586: bar = 1.02; break; case 587: bar = 1.01; break; case 588: bar = 1.01; break; case 589: bar = 1.01; break; case 590: bar = 1; break; case 591: bar = 1; break; case 592: bar = 1; break; case 593: bar = 1; break; case 594: bar = 0.99; break; case 595: bar = 0.99; break; case 596: bar = 0.99; break; case 597: bar = 0.98; break; case 598: bar = 0.98; break; case 599: bar = 0.98; break; case 600: bar = 0.98; break; case 601: bar = 0.97; break; case 602: bar = 0.97; break; case 603: bar = 0.97; break; case 604: bar = 0.96; break; case 605: bar = 0.96; break; case 606: bar = 0.96; break; case 607: bar = 0.96; break; case 608: bar = 0.95; break; case 609: bar = 0.95; break; case 610: bar = 0.95; break; case 611: bar = 0.95; break; case 612: bar = 0.94; break; case 613: bar = 0.94; break; case 614: bar = 0.94; break; case 615: bar = 0.94; break; case 616: bar = 0.93; break; case 617: bar = 0.93; break; case 618: bar = 0.93; break; case 619: bar = 0.92; break; case 620: bar = 0.92; break; case 621: bar = 0.92; break; case 622: bar = 0.92; break; case 623: bar = 0.91; break; case 624: bar = 0.91; break; case 625: bar = 0.91; break; case 626: bar = 0.91; break; case 627: bar = 0.9; break; case 628: bar = 0.9; break; case 629: bar = 0.9; break; case 630: bar = 0.9; break; case 631: bar = 0.89; break; case 632: bar = 0.89; break; case 633: bar = 0.89; break; case 634: bar = 0.89; break; case 635: bar = 0.88; break; case 636: bar = 0.88; break; case 637: bar = 0.88; break; case 638: bar = 0.88; break; case 639: bar = 0.87; break; case 640: bar = 0.87; break; case 641: bar = 0.87; break; case 642: bar = 0.87; break; case 643: bar = 0.86; break; case 644: bar = 0.86; break; case 645: bar = 0.86; break; case 646: bar = 0.86; break; case 647: bar = 0.85; break; case 648: bar = 0.85; break; case 649: bar = 0.85; break; case 650: bar = 0.85; break; case 651: bar = 0.84; break; case 652: bar = 0.84; break; case 653: bar = 0.84; break; case 654: bar = 0.84; break; case 655: bar = 0.84; break; case 656: bar = 0.83; break; case 657: bar = 0.83; break; case 658: bar = 0.83; break; case 659: bar = 0.83; break; case 660: bar = 0.82; break; case 661: bar = 0.82; break; case 662: bar = 0.82; break; case 663: bar = 0.82; break; case 664: bar = 0.81; break; case 665: bar = 0.81; break; case 666: bar = 0.81; break; case 667: bar = 0.81; break; case 668: bar = 0.81; break; case 669: bar = 0.8; break; case 670: bar = 0.8; break; case 671: bar = 0.8; break; case 672: bar = 0.8; break; case 673: bar = 0.79; break; case 674: bar = 0.79; break; case 675: bar = 0.79; break; case 676: bar = 0.79; break; case 677: bar = 0.78; break; case 678: bar = 0.78; break; case 679: bar = 0.78; break; case 680: bar = 0.78; break; case 681: bar = 0.78; break; case 682: bar = 0.77; break; case 683: bar = 0.77; break; case 684: bar = 0.77; break; case 685: bar = 0.77; break; case 686: bar = 0.77; break; case 687: bar = 0.76; break; case 688: bar = 0.76; break; case 689: bar = 0.76; break; case 690: bar = 0.76; break; case 691: bar = 0.75; break; case 692: bar = 0.75; break; case 693: bar = 0.75; break; case 694: bar = 0.75; break; case 695: bar = 0.75; break; case 696: bar = 0.74; break; case 697: bar = 0.74; break; case 698: bar = 0.74; break; case 699: bar = 0.74; break; case 700: bar = 0.74; break; case 701: bar = 0.73; break; case 702: bar = 0.73; break; case 703: bar = 0.73; break; case 704: bar = 0.73; break; case 705: bar = 0.72; break; case 706: bar = 0.72; break; case 707: bar = 0.72; break; case 708: bar = 0.72; break; case 709: bar = 0.72; break; case 710: bar = 0.71; break; case 711: bar = 0.71; break; case 712: bar = 0.71; break; case 713: bar = 0.71; break; case 714: bar = 0.71; break; case 715: bar = 0.7; break; case 716: bar = 0.7; break; case 717: bar = 0.7; break; case 718: bar = 0.7; break; case 719: bar = 0.7; break; case 720: bar = 0.69; break; case 721: bar = 0.69; break; case 722: bar = 0.69; break; case 723: bar = 0.69; break; case 724: bar = 0.69; break; case 725: bar = 0.68; break; case 726: bar = 0.68; break; case 727: bar = 0.68; break; case 728: bar = 0.68; break; case 729: bar = 0.68; break; case 730: bar = 0.67; break; case 731: bar = 0.67; break; case 732: bar = 0.67; break; case 733: bar = 0.67; break; case 734: bar = 0.67; break; case 735: bar = 0.67; break; case 736: bar = 0.66; break; case 737: bar = 0.66; break; case 738: bar = 0.66; break; case 739: bar = 0.66; break; case 740: bar = 0.66; break; case 741: bar = 0.65; break; case 742: bar = 0.65; break; case 743: bar = 0.65; break; case 744: bar = 0.65; break; case 745: bar = 0.65; break; case 746: bar = 0.64; break; case 747: bar = 0.64; break; case 748: bar = 0.64; break; case 749: bar = 0.64; break; case 750: bar = 0.64; break; case 751: bar = 0.64; break; case 752: bar = 0.63; break; case 753: bar = 0.63; break; case 754: bar = 0.63; break; case 755: bar = 0.63; break; case 756: bar = 0.63; break; case 757: bar = 0.62; break; case 758: bar = 0.62; break; case 759: bar = 0.62; break; case 760: bar = 0.62; break; case 761: bar = 0.62; break; case 762: bar = 0.61; break; case 763: bar = 0.61; break; case 764: bar = 0.61; break; case 765: bar = 0.61; break; case 766: bar = 0.61; break; case 767: bar = 0.61; break; case 768: bar = 0.6; break; case 769: bar = 0.6; break; case 770: bar = 0.6; break; case 771: bar = 0.6; break; case 772: bar = 0.6; break; case 773: bar = 0.6; break; case 774: bar = 0.59; break; case 775: bar = 0.59; break; case 776: bar = 0.59; break; case 777: bar = 0.59; break; case 778: bar = 0.59; break; case 779: bar = 0.59; break; case 780: bar = 0.58; break; case 781: bar = 0.58; break; case 782: bar = 0.58; break; case 783: bar = 0.58; break; case 784: bar = 0.58; break; case 785: bar = 0.57; break; case 786: bar = 0.57; break; case 787: bar = 0.57; break; case 788: bar = 0.57; break; case 789: bar = 0.57; break; case 790: bar = 0.57; break; case 791: bar = 0.56; break; case 792: bar = 0.56; break; case 793: bar = 0.56; break; case 794: bar = 0.56; break; case 795: bar = 0.56; break; case 796: bar = 0.56; break; case 797: bar = 0.55; break; case 798: bar = 0.55; break; case 799: bar = 0.55; break; case 800: bar = 0.55; break; case 801: bar = 0.55; break; case 802: bar = 0.55; break; case 803: bar = 0.54; break; case 804: bar = 0.54; break; case 805: bar = 0.54; break; case 806: bar = 0.54; break; case 807: bar = 0.54; break; case 808: bar = 0.54; break; case 809: bar = 0.53; break; case 810: bar = 0.53; break; case 811: bar = 0.53; break; case 812: bar = 0.53; break; case 813: bar = 0.53; break; case 814: bar = 0.53; break; case 815: bar = 0.53; break; case 816: bar = 0.52; break; case 817: bar = 0.52; break; case 818: bar = 0.52; break; case 819: bar = 0.52; break; case 820: bar = 0.52; break; case 821: bar = 0.52; break; case 822: bar = 0.51; break; case 823: bar = 0.51; break; case 824: bar = 0.51; break; case 825: bar = 0.51; break; case 826: bar = 0.51; break; case 827: bar = 0.51; break; case 828: bar = 0.5; break; case 829: bar = 0.5; break; case 830: bar = 0.5; break; case 831: bar = 0.5; break; case 832: bar = 0.5; break; case 833: bar = 0.5; break; case 834: bar = 0.5; break; case 835: bar = 0.49; break; case 836: bar = 0.49; break; case 837: bar = 0.49; break; case 838: bar = 0.49; break; case 839: bar = 0.49; break; case 840: bar = 0.49; break; case 841: bar = 0.48; break; case 842: bar = 0.48; break; case 843: bar = 0.48; break; case 844: bar = 0.48; break; case 845: bar = 0.48; break; case 846: bar = 0.48; break; case 847: bar = 0.48; break; case 848: bar = 0.47; break; case 849: bar = 0.47; break; case 850: bar = 0.47; break; case 851: bar = 0.47; break; case 852: bar = 0.47; break; case 853: bar = 0.47; break; case 854: bar = 0.47; break; case 855: bar = 0.46; break; case 856: bar = 0.46; break; case 857: bar = 0.46; break; case 858: bar = 0.46; break; case 859: bar = 0.46; break; case 860: bar = 0.46; break; case 861: bar = 0.46; break; case 862: bar = 0.45; break; case 863: bar = 0.45; break; case 864: bar = 0.45; break; case 865: bar = 0.45; break; case 866: bar = 0.45; break; case 867: bar = 0.45; break; case 868: bar = 0.45; break; case 869: bar = 0.44; break; case 870: bar = 0.44; break; case 871: bar = 0.44; break; case 872: bar = 0.44; break; case 873: bar = 0.44; break; case 874: bar = 0.44; break; case 875: bar = 0.44; break; case 876: bar = 0.43; break; case 877: bar = 0.43; break; case 878: bar = 0.43; break; case 879: bar = 0.43; break; case 880: bar = 0.43; break; case 881: bar = 0.43; break; case 882: bar = 0.43; break; case 883: bar = 0.42; break; case 884: bar = 0.42; break; case 885: bar = 0.42; break; case 886: bar = 0.42; break; case 887: bar = 0.42; break; case 888: bar = 0.42; break; case 889: bar = 0.42; break; case 890: bar = 0.41; break; case 891: bar = 0.41; break; case 892: bar = 0.41; break; case 893: bar = 0.41; break; case 894: bar = 0.41; break; case 895: bar = 0.41; break; case 896: bar = 0.41; break; case 897: bar = 0.41; break; case 898: bar = 0.4; break; case 899: bar = 0.4; break; case 900: bar = 0.4; break; case 901: bar = 0.4; break; case 902: bar = 0.4; break; case 903: bar = 0.4; break; case 904: bar = 0.4; break; case 905: bar = 0.39; break; case 906: bar = 0.39; break; case 907: bar = 0.39; break; case 908: bar = 0.39; break; case 909: bar = 0.39; break; case 910: bar = 0.39; break; case 911: bar = 0.39; break; case 912: bar = 0.39; break; case 913: bar = 0.38; break; case 914: bar = 0.38; break; case 915: bar = 0.38; break; case 916: bar = 0.38; break; case 917: bar = 0.38; break; case 918: bar = 0.38; break; case 919: bar = 0.38; break; case 920: bar = 0.38; break; case 921: bar = 0.37; break; case 922: bar = 0.37; break; case 923: bar = 0.37; break; case 924: bar = 0.37; break; case 925: bar = 0.37; break; case 926: bar = 0.37; break; case 927: bar = 0.37; break; case 928: bar = 0.37; break; case 929: bar = 0.36; break; case 930: bar = 0.36; break; case 931: bar = 0.36; break; case 932: bar = 0.36; break; case 933: bar = 0.36; break; case 934: bar = 0.36; break; case 935: bar = 0.36; break; case 936: bar = 0.36; break; case 937: bar = 0.35; break; case 938: bar = 0.35; break; case 939: bar = 0.35; break; case 940: bar = 0.35; break; case 941: bar = 0.35; break; case 942: bar = 0.35; break; case 943: bar = 0.35; break; case 944: bar = 0.35; break; case 945: bar = 0.34; break; case 946: bar = 0.34; break; case 947: bar = 0.34; break; case 948: bar = 0.34; break; case 949: bar = 0.34; break; case 950: bar = 0.34; break; case 951: bar = 0.34; break; case 952: bar = 0.34; break; case 953: bar = 0.33; break; case 954: bar = 0.33; break; case 955: bar = 0.33; break; case 956: bar = 0.33; break; case 957: bar = 0.33; break; case 958: bar = 0.33; break; case 959: bar = 0.33; break; case 960: bar = 0.33; break; case 961: bar = 0.32; break; case 962: bar = 0.32; break; case 963: bar = 0.32; break; case 964: bar = 0.32; break; case 965: bar = 0.32; break; case 966: bar = 0.32; break; case 967: bar = 0.32; break; case 968: bar = 0.32; break; case 969: bar = 0.32; break; case 970: bar = 0.31; break; case 971: bar = 0.31; break; case 972: bar = 0.31; break; case 973: bar = 0.31; break; case 974: bar = 0.31; break; case 975: bar = 0.31; break; case 976: bar = 0.31; break; case 977: bar = 0.31; break; case 978: bar = 0.3; break; case 979: bar = 0.3; break; case 980: bar = 0.3; break; case 981: bar = 0.3; break; case 982: bar = 0.3; break; case 983: bar = 0.3; break; case 984: bar = 0.3; break; case 985: bar = 0.3; break; case 986: bar = 0.3; break; case 987: bar = 0.29; break; case 988: bar = 0.29; break; case 989: bar = 0.29; break; case 990: bar = 0.29; break; case 991: bar = 0.29; break; case 992: bar = 0.29; break; case 993: bar = 0.29; break; case 994: bar = 0.29; break; case 995: bar = 0.29; break; case 996: bar = 0.28; break; case 997: bar = 0.28; break; case 998: bar = 0.28; break; case 999: bar = 0.28; break; case 1000: bar = 0.28; break; case 1001: bar = 0.28; break; case 1002: bar = 0.28; break; case 1003: bar = 0.28; break; case 1004: bar = 0.28; break; case 1005: bar = 0.27; break; case 1006: bar = 0.27; break; case 1007: bar = 0.27; break; case 1008: bar = 0.27; break; case 1009: bar = 0.27; break; case 1010: bar = 0.27; break; case 1011: bar = 0.27; break; case 1012: bar = 0.27; break; case 1013: bar = 0.27; break; case 1014: bar = 0.26; break; case 1015: bar = 0.26; break; case 1016: bar = 0.26; break; case 1017: bar = 0.26; break; case 1018: bar = 0.26; break; case 1019: bar = 0.26; break; case 1020: bar = 0.26; break; case 1021: bar = 0.26; break; case 1022: bar = 0.26; break; case 1023: bar = 0.26; break; case 1024: bar = 0.25; break;
case 12: bar = 43.69; break; | case 12: bar = 43.69; break; case 13: bar = 41.07; break; case 14: bar = 38.77; break; case 15: bar = 36.73; break; case 16: bar = 34.92; break; case 17: bar = 33.29; break; case 18: bar = 31.82; break; case 19: bar = 30.49; break; case 20: bar = 29.27; break; case 21: bar = 28.15; break; case 22: bar = 27.12; break; case 23: bar = 26.17; break; case 24: bar = 25.29; break; case 25: bar = 24.47; break; case 26: bar = 23.71; break; case 27: bar = 22.99; break; case 28: bar = 22.32; break; case 29: bar = 21.69; break; case 30: bar = 21.1; break; case 31: bar = 20.54; break; case 32: bar = 20.02; break; case 33: bar = 19.52; break; case 34: bar = 19.04; break; case 35: bar = 18.59; break; case 36: bar = 18.16; break; case 37: bar = 17.76; break; case 38: bar = 17.37; break; case 39: bar = 17; break; case 40: bar = 16.64; break; case 41: bar = 16.3; break; case 42: bar = 15.98; break; case 43: bar = 15.67; break; case 44: bar = 15.37; break; case 45: bar = 15.08; break; case 46: bar = 14.81; break; case 47: bar = 14.54; break; case 48: bar = 14.28; break; case 49: bar = 14.04; break; case 50: bar = 13.8; break; case 51: bar = 13.57; break; case 52: bar = 13.35; break; case 53: bar = 13.13; break; case 54: bar = 12.93; break; case 55: bar = 12.73; break; case 56: bar = 12.53; break; case 57: bar = 12.34; break; case 58: bar = 12.16; break; case 59: bar = 11.98; break; case 60: bar = 11.81; break; case 61: bar = 11.65; break; case 62: bar = 11.48; break; case 63: bar = 11.33; break; case 64: bar = 11.17; break; case 65: bar = 11.02; break; case 66: bar = 10.88; break; case 67: bar = 10.74; break; case 68: bar = 10.6; break; case 69: bar = 10.47; break; case 70: bar = 10.34; break; case 71: bar = 10.21; break; case 72: bar = 10.09; break; case 73: bar = 9.97; break; case 74: bar = 9.85; break; case 75: bar = 9.73; break; case 76: bar = 9.62; break; case 77: bar = 9.51; break; case 78: bar = 9.4; break; case 79: bar = 9.3; break; case 80: bar = 9.19; break; case 81: bar = 9.09; break; case 82: bar = 9; break; case 83: bar = 8.9; break; case 84: bar = 8.81; break; case 85: bar = 8.71; break; case 86: bar = 8.62; break; case 87: bar = 8.53; break; case 88: bar = 8.45; break; case 89: bar = 8.36; break; case 90: bar = 8.28; break; case 91: bar = 8.2; break; case 92: bar = 8.12; break; case 93: bar = 8.04; break; case 94: bar = 7.96; break; case 95: bar = 7.89; break; case 96: bar = 7.81; break; case 97: bar = 7.74; break; case 98: bar = 7.67; break; case 99: bar = 7.6; break; case 100: bar = 7.53; break; case 101: bar = 7.46; break; case 102: bar = 7.4; break; case 103: bar = 7.33; break; case 104: bar = 7.27; break; case 105: bar = 7.2; break; case 106: bar = 7.14; break; case 107: bar = 7.08; break; case 108: bar = 7.02; break; case 109: bar = 6.96; break; case 110: bar = 6.9; break; case 111: bar = 6.85; break; case 112: bar = 6.79; break; case 113: bar = 6.74; break; case 114: bar = 6.68; break; case 115: bar = 6.63; break; case 116: bar = 6.57; break; case 117: bar = 6.52; break; case 118: bar = 6.47; break; case 119: bar = 6.42; break; case 120: bar = 6.37; break; case 121: bar = 6.32; break; case 122: bar = 6.27; break; case 123: bar = 6.23; break; case 124: bar = 6.18; break; case 125: bar = 6.13; break; case 126: bar = 6.09; break; case 127: bar = 6.04; break; case 128: bar = 6; break; case 129: bar = 5.95; break; case 130: bar = 5.91; break; case 131: bar = 5.87; break; case 132: bar = 5.83; break; case 133: bar = 5.79; break; case 134: bar = 5.75; break; case 135: bar = 5.71; break; case 136: bar = 5.67; break; case 137: bar = 5.63; break; case 138: bar = 5.59; break; case 139: bar = 5.55; break; case 140: bar = 5.51; break; case 141: bar = 5.47; break; case 142: bar = 5.44; break; case 143: bar = 5.4; break; case 144: bar = 5.37; break; case 145: bar = 5.33; break; case 146: bar = 5.3; break; case 147: bar = 5.26; break; case 148: bar = 5.23; break; case 149: bar = 5.19; break; case 150: bar = 5.16; break; case 151: bar = 5.13; break; case 152: bar = 5.09; break; case 153: bar = 5.06; break; case 154: bar = 5.03; break; case 155: bar = 5; break; case 156: bar = 4.97; break; case 157: bar = 4.94; break; case 158: bar = 4.91; break; case 159: bar = 4.88; break; case 160: bar = 4.85; break; case 161: bar = 4.82; break; case 162: bar = 4.79; break; case 163: bar = 4.76; break; case 164: bar = 4.73; break; case 165: bar = 4.7; break; case 166: bar = 4.68; break; case 167: bar = 4.65; break; case 168: bar = 4.62; break; case 169: bar = 4.59; break; case 170: bar = 4.57; break; case 171: bar = 4.54; break; case 172: bar = 4.52; break; case 173: bar = 4.49; break; case 174: bar = 4.46; break; case 175: bar = 4.44; break; case 176: bar = 4.41; break; case 177: bar = 4.39; break; case 178: bar = 4.36; break; case 179: bar = 4.34; break; case 180: bar = 4.32; break; case 181: bar = 4.29; break; case 182: bar = 4.27; break; case 183: bar = 4.25; break; case 184: bar = 4.22; break; case 185: bar = 4.2; break; case 186: bar = 4.18; break; case 187: bar = 4.15; break; case 188: bar = 4.13; break; case 189: bar = 4.11; break; case 190: bar = 4.09; break; case 191: bar = 4.07; break; case 192: bar = 4.05; break; case 193: bar = 4.02; break; case 194: bar = 4; break; case 195: bar = 3.98; break; case 196: bar = 3.96; break; case 197: bar = 3.94; break; case 198: bar = 3.92; break; case 199: bar = 3.9; break; case 200: bar = 3.88; break; case 201: bar = 3.86; break; case 202: bar = 3.84; break; case 203: bar = 3.82; break; case 204: bar = 3.8; break; case 205: bar = 3.78; break; case 206: bar = 3.77; break; case 207: bar = 3.75; break; case 208: bar = 3.73; break; case 209: bar = 3.71; break; case 210: bar = 3.69; break; case 211: bar = 3.67; break; case 212: bar = 3.66; break; case 213: bar = 3.64; break; case 214: bar = 3.62; break; case 215: bar = 3.6; break; case 216: bar = 3.59; break; case 217: bar = 3.57; break; case 218: bar = 3.55; break; case 219: bar = 3.53; break; case 220: bar = 3.52; break; case 221: bar = 3.5; break; case 222: bar = 3.48; break; case 223: bar = 3.47; break; case 224: bar = 3.45; break; case 225: bar = 3.44; break; case 226: bar = 3.42; break; case 227: bar = 3.4; break; case 228: bar = 3.39; break; case 229: bar = 3.37; break; case 230: bar = 3.36; break; case 231: bar = 3.34; break; case 232: bar = 3.33; break; case 233: bar = 3.31; break; case 234: bar = 3.3; break; case 235: bar = 3.28; break; case 236: bar = 3.27; break; case 237: bar = 3.25; break; case 238: bar = 3.24; break; case 239: bar = 3.22; break; case 240: bar = 3.21; break; case 241: bar = 3.19; break; case 242: bar = 3.18; break; case 243: bar = 3.17; break; case 244: bar = 3.15; break; case 245: bar = 3.14; break; case 246: bar = 3.12; break; case 247: bar = 3.11; break; case 248: bar = 3.1; break; case 249: bar = 3.08; break; case 250: bar = 3.07; break; case 251: bar = 3.06; break; case 252: bar = 3.04; break; case 253: bar = 3.03; break; case 254: bar = 3.02; break; case 255: bar = 3.01; break; case 256: bar = 2.99; break; case 257: bar = 2.98; break; case 258: bar = 2.97; break; case 259: bar = 2.96; break; case 260: bar = 2.94; break; case 261: bar = 2.93; break; case 262: bar = 2.92; break; case 263: bar = 2.91; break; case 264: bar = 2.89; break; case 265: bar = 2.88; break; case 266: bar = 2.87; break; case 267: bar = 2.86; break; case 268: bar = 2.85; break; case 269: bar = 2.83; break; case 270: bar = 2.82; break; case 271: bar = 2.81; break; case 272: bar = 2.8; break; case 273: bar = 2.79; break; case 274: bar = 2.78; break; case 275: bar = 2.77; break; case 276: bar = 2.76; break; case 277: bar = 2.74; break; case 278: bar = 2.73; break; case 279: bar = 2.72; break; case 280: bar = 2.71; break; case 281: bar = 2.7; break; case 282: bar = 2.69; break; case 283: bar = 2.68; break; case 284: bar = 2.67; break; case 285: bar = 2.66; break; case 286: bar = 2.65; break; case 287: bar = 2.64; break; case 288: bar = 2.63; break; case 289: bar = 2.62; break; case 290: bar = 2.61; break; case 291: bar = 2.6; break; case 292: bar = 2.59; break; case 293: bar = 2.58; break; case 294: bar = 2.57; break; case 295: bar = 2.56; break; case 296: bar = 2.55; break; case 297: bar = 2.54; break; case 298: bar = 2.53; break; case 299: bar = 2.52; break; case 300: bar = 2.51; break; case 301: bar = 2.5; break; case 302: bar = 2.49; break; case 303: bar = 2.48; break; case 304: bar = 2.47; break; case 305: bar = 2.46; break; case 306: bar = 2.45; break; case 307: bar = 2.44; break; case 308: bar = 2.43; break; case 309: bar = 2.42; break; case 310: bar = 2.41; break; case 311: bar = 2.41; break; case 312: bar = 2.4; break; case 313: bar = 2.39; break; case 314: bar = 2.38; break; case 315: bar = 2.37; break; case 316: bar = 2.36; break; case 317: bar = 2.35; break; case 318: bar = 2.34; break; case 319: bar = 2.34; break; case 320: bar = 2.33; break; case 321: bar = 2.32; break; case 322: bar = 2.31; break; case 323: bar = 2.3; break; case 324: bar = 2.29; break; case 325: bar = 2.28; break; case 326: bar = 2.28; break; case 327: bar = 2.27; break; case 328: bar = 2.26; break; case 329: bar = 2.25; break; case 330: bar = 2.24; break; case 331: bar = 2.24; break; case 332: bar = 2.23; break; case 333: bar = 2.22; break; case 334: bar = 2.21; break; case 335: bar = 2.2; break; case 336: bar = 2.2; break; case 337: bar = 2.19; break; case 338: bar = 2.18; break; case 339: bar = 2.17; break; case 340: bar = 2.17; break; case 341: bar = 2.16; break; case 342: bar = 2.15; break; case 343: bar = 2.14; break; case 344: bar = 2.13; break; case 345: bar = 2.13; break; case 346: bar = 2.12; break; case 347: bar = 2.11; break; case 348: bar = 2.11; break; case 349: bar = 2.1; break; case 350: bar = 2.09; break; case 351: bar = 2.08; break; case 352: bar = 2.08; break; case 353: bar = 2.07; break; case 354: bar = 2.06; break; case 355: bar = 2.05; break; case 356: bar = 2.05; break; case 357: bar = 2.04; break; case 358: bar = 2.03; break; case 359: bar = 2.03; break; case 360: bar = 2.02; break; case 361: bar = 2.01; break; case 362: bar = 2.01; break; case 363: bar = 2; break; case 364: bar = 1.99; break; case 365: bar = 1.99; break; case 366: bar = 1.98; break; case 367: bar = 1.97; break; case 368: bar = 1.97; break; case 369: bar = 1.96; break; case 370: bar = 1.95; break; case 371: bar = 1.95; break; case 372: bar = 1.94; break; case 373: bar = 1.93; break; case 374: bar = 1.93; break; case 375: bar = 1.92; break; case 376: bar = 1.91; break; case 377: bar = 1.91; break; case 378: bar = 1.9; break; case 379: bar = 1.89; break; case 380: bar = 1.89; break; case 381: bar = 1.88; break; case 382: bar = 1.88; break; case 383: bar = 1.87; break; case 384: bar = 1.86; break; case 385: bar = 1.86; break; case 386: bar = 1.85; break; case 387: bar = 1.85; break; case 388: bar = 1.84; break; case 389: bar = 1.83; break; case 390: bar = 1.83; break; case 391: bar = 1.82; break; case 392: bar = 1.82; break; case 393: bar = 1.81; break; case 394: bar = 1.8; break; case 395: bar = 1.8; break; case 396: bar = 1.79; break; case 397: bar = 1.79; break; case 398: bar = 1.78; break; case 399: bar = 1.77; break; case 400: bar = 1.77; break; case 401: bar = 1.76; break; case 402: bar = 1.76; break; case 403: bar = 1.75; break; case 404: bar = 1.75; break; case 405: bar = 1.74; break; case 406: bar = 1.73; break; case 407: bar = 1.73; break; case 408: bar = 1.72; break; case 409: bar = 1.72; break; case 410: bar = 1.71; break; case 411: bar = 1.71; break; case 412: bar = 1.7; break; case 413: bar = 1.7; break; case 414: bar = 1.69; break; case 415: bar = 1.69; break; case 416: bar = 1.68; break; case 417: bar = 1.67; break; case 418: bar = 1.67; break; case 419: bar = 1.66; break; case 420: bar = 1.66; break; case 421: bar = 1.65; break; case 422: bar = 1.65; break; case 423: bar = 1.64; break; case 424: bar = 1.64; break; case 425: bar = 1.63; break; case 426: bar = 1.63; break; case 427: bar = 1.62; break; case 428: bar = 1.62; break; case 429: bar = 1.61; break; case 430: bar = 1.61; break; case 431: bar = 1.6; break; case 432: bar = 1.6; break; case 433: bar = 1.59; break; case 434: bar = 1.59; break; case 435: bar = 1.58; break; case 436: bar = 1.58; break; case 437: bar = 1.57; break; case 438: bar = 1.57; break; case 439: bar = 1.56; break; case 440: bar = 1.56; break; case 441: bar = 1.55; break; case 442: bar = 1.55; break; case 443: bar = 1.54; break; case 444: bar = 1.54; break; case 445: bar = 1.53; break; case 446: bar = 1.53; break; case 447: bar = 1.53; break; case 448: bar = 1.52; break; case 449: bar = 1.52; break; case 450: bar = 1.51; break; case 451: bar = 1.51; break; case 452: bar = 1.5; break; case 453: bar = 1.5; break; case 454: bar = 1.49; break; case 455: bar = 1.49; break; case 456: bar = 1.48; break; case 457: bar = 1.48; break; case 458: bar = 1.47; break; case 459: bar = 1.47; break; case 460: bar = 1.47; break; case 461: bar = 1.46; break; case 462: bar = 1.46; break; case 463: bar = 1.45; break; case 464: bar = 1.45; break; case 465: bar = 1.44; break; case 466: bar = 1.44; break; case 467: bar = 1.44; break; case 468: bar = 1.43; break; case 469: bar = 1.43; break; case 470: bar = 1.42; break; case 471: bar = 1.42; break; case 472: bar = 1.41; break; case 473: bar = 1.41; break; case 474: bar = 1.41; break; case 475: bar = 1.4; break; case 476: bar = 1.4; break; case 477: bar = 1.39; break; case 478: bar = 1.39; break; case 479: bar = 1.38; break; case 480: bar = 1.38; break; case 481: bar = 1.38; break; case 482: bar = 1.37; break; case 483: bar = 1.37; break; case 484: bar = 1.36; break; case 485: bar = 1.36; break; case 486: bar = 1.36; break; case 487: bar = 1.35; break; case 488: bar = 1.35; break; case 489: bar = 1.34; break; case 490: bar = 1.34; break; case 491: bar = 1.34; break; case 492: bar = 1.33; break; case 493: bar = 1.33; break; case 494: bar = 1.32; break; case 495: bar = 1.32; break; case 496: bar = 1.32; break; case 497: bar = 1.31; break; case 498: bar = 1.31; break; case 499: bar = 1.3; break; case 500: bar = 1.3; break; case 501: bar = 1.3; break; case 502: bar = 1.29; break; case 503: bar = 1.29; break; case 504: bar = 1.29; break; case 505: bar = 1.28; break; case 506: bar = 1.28; break; case 507: bar = 1.27; break; case 508: bar = 1.27; break; case 509: bar = 1.27; break; case 510: bar = 1.26; break; case 511: bar = 1.26; break; case 512: bar = 1.26; break; case 513: bar = 1.25; break; case 514: bar = 1.25; break; case 515: bar = 1.24; break; case 516: bar = 1.24; break; case 517: bar = 1.24; break; case 518: bar = 1.23; break; case 519: bar = 1.23; break; case 520: bar = 1.23; break; case 521: bar = 1.22; break; case 522: bar = 1.22; break; case 523: bar = 1.22; break; case 524: bar = 1.21; break; case 525: bar = 1.21; break; case 526: bar = 1.21; break; case 527: bar = 1.2; break; case 528: bar = 1.2; break; case 529: bar = 1.2; break; case 530: bar = 1.19; break; case 531: bar = 1.19; break; case 532: bar = 1.18; break; case 533: bar = 1.18; break; case 534: bar = 1.18; break; case 535: bar = 1.17; break; case 536: bar = 1.17; break; case 537: bar = 1.17; break; case 538: bar = 1.16; break; case 539: bar = 1.16; break; case 540: bar = 1.16; break; case 541: bar = 1.15; break; case 542: bar = 1.15; break; case 543: bar = 1.15; break; case 544: bar = 1.14; break; case 545: bar = 1.14; break; case 546: bar = 1.14; break; case 547: bar = 1.13; break; case 548: bar = 1.13; break; case 549: bar = 1.13; break; case 550: bar = 1.12; break; case 551: bar = 1.12; break; case 552: bar = 1.12; break; case 553: bar = 1.12; break; case 554: bar = 1.11; break; case 555: bar = 1.11; break; case 556: bar = 1.11; break; case 557: bar = 1.1; break; case 558: bar = 1.1; break; case 559: bar = 1.1; break; case 560: bar = 1.09; break; case 561: bar = 1.09; break; case 562: bar = 1.09; break; case 563: bar = 1.08; break; case 564: bar = 1.08; break; case 565: bar = 1.08; break; case 566: bar = 1.07; break; case 567: bar = 1.07; break; case 568: bar = 1.07; break; case 569: bar = 1.07; break; case 570: bar = 1.06; break; case 571: bar = 1.06; break; case 572: bar = 1.06; break; case 573: bar = 1.05; break; case 574: bar = 1.05; break; case 575: bar = 1.05; break; case 576: bar = 1.04; break; case 577: bar = 1.04; break; case 578: bar = 1.04; break; case 579: bar = 1.04; break; case 580: bar = 1.03; break; case 581: bar = 1.03; break; case 582: bar = 1.03; break; case 583: bar = 1.02; break; case 584: bar = 1.02; break; case 585: bar = 1.02; break; case 586: bar = 1.02; break; case 587: bar = 1.01; break; case 588: bar = 1.01; break; case 589: bar = 1.01; break; case 590: bar = 1; break; case 591: bar = 1; break; case 592: bar = 1; break; case 593: bar = 1; break; case 594: bar = 0.99; break; case 595: bar = 0.99; break; case 596: bar = 0.99; break; case 597: bar = 0.98; break; case 598: bar = 0.98; break; case 599: bar = 0.98; break; case 600: bar = 0.98; break; case 601: bar = 0.97; break; case 602: bar = 0.97; break; case 603: bar = 0.97; break; case 604: bar = 0.96; break; case 605: bar = 0.96; break; case 606: bar = 0.96; break; case 607: bar = 0.96; break; case 608: bar = 0.95; break; case 609: bar = 0.95; break; case 610: bar = 0.95; break; case 611: bar = 0.95; break; case 612: bar = 0.94; break; case 613: bar = 0.94; break; case 614: bar = 0.94; break; case 615: bar = 0.94; break; case 616: bar = 0.93; break; case 617: bar = 0.93; break; case 618: bar = 0.93; break; case 619: bar = 0.92; break; case 620: bar = 0.92; break; case 621: bar = 0.92; break; case 622: bar = 0.92; break; case 623: bar = 0.91; break; case 624: bar = 0.91; break; case 625: bar = 0.91; break; case 626: bar = 0.91; break; case 627: bar = 0.9; break; case 628: bar = 0.9; break; case 629: bar = 0.9; break; case 630: bar = 0.9; break; case 631: bar = 0.89; break; case 632: bar = 0.89; break; case 633: bar = 0.89; break; case 634: bar = 0.89; break; case 635: bar = 0.88; break; case 636: bar = 0.88; break; case 637: bar = 0.88; break; case 638: bar = 0.88; break; case 639: bar = 0.87; break; case 640: bar = 0.87; break; case 641: bar = 0.87; break; case 642: bar = 0.87; break; case 643: bar = 0.86; break; case 644: bar = 0.86; break; case 645: bar = 0.86; break; case 646: bar = 0.86; break; case 647: bar = 0.85; break; case 648: bar = 0.85; break; case 649: bar = 0.85; break; case 650: bar = 0.85; break; case 651: bar = 0.84; break; case 652: bar = 0.84; break; case 653: bar = 0.84; break; case 654: bar = 0.84; break; case 655: bar = 0.84; break; case 656: bar = 0.83; break; case 657: bar = 0.83; break; case 658: bar = 0.83; break; case 659: bar = 0.83; break; case 660: bar = 0.82; break; case 661: bar = 0.82; break; case 662: bar = 0.82; break; case 663: bar = 0.82; break; case 664: bar = 0.81; break; case 665: bar = 0.81; break; case 666: bar = 0.81; break; case 667: bar = 0.81; break; case 668: bar = 0.81; break; case 669: bar = 0.8; break; case 670: bar = 0.8; break; case 671: bar = 0.8; break; case 672: bar = 0.8; break; case 673: bar = 0.79; break; case 674: bar = 0.79; break; case 675: bar = 0.79; break; case 676: bar = 0.79; break; case 677: bar = 0.78; break; case 678: bar = 0.78; break; case 679: bar = 0.78; break; case 680: bar = 0.78; break; case 681: bar = 0.78; break; case 682: bar = 0.77; break; case 683: bar = 0.77; break; case 684: bar = 0.77; break; case 685: bar = 0.77; break; case 686: bar = 0.77; break; case 687: bar = 0.76; break; case 688: bar = 0.76; break; case 689: bar = 0.76; break; case 690: bar = 0.76; break; case 691: bar = 0.75; break; case 692: bar = 0.75; break; case 693: bar = 0.75; break; case 694: bar = 0.75; break; case 695: bar = 0.75; break; case 696: bar = 0.74; break; case 697: bar = 0.74; break; case 698: bar = 0.74; break; case 699: bar = 0.74; break; case 700: bar = 0.74; break; case 701: bar = 0.73; break; case 702: bar = 0.73; break; case 703: bar = 0.73; break; case 704: bar = 0.73; break; case 705: bar = 0.72; break; case 706: bar = 0.72; break; case 707: bar = 0.72; break; case 708: bar = 0.72; break; case 709: bar = 0.72; break; case 710: bar = 0.71; break; case 711: bar = 0.71; break; case 712: bar = 0.71; break; case 713: bar = 0.71; break; case 714: bar = 0.71; break; case 715: bar = 0.7; break; case 716: bar = 0.7; break; case 717: bar = 0.7; break; case 718: bar = 0.7; break; case 719: bar = 0.7; break; case 720: bar = 0.69; break; case 721: bar = 0.69; break; case 722: bar = 0.69; break; case 723: bar = 0.69; break; case 724: bar = 0.69; break; case 725: bar = 0.68; break; case 726: bar = 0.68; break; case 727: bar = 0.68; break; case 728: bar = 0.68; break; case 729: bar = 0.68; break; case 730: bar = 0.67; break; case 731: bar = 0.67; break; case 732: bar = 0.67; break; case 733: bar = 0.67; break; case 734: bar = 0.67; break; case 735: bar = 0.67; break; case 736: bar = 0.66; break; case 737: bar = 0.66; break; case 738: bar = 0.66; break; case 739: bar = 0.66; break; case 740: bar = 0.66; break; case 741: bar = 0.65; break; case 742: bar = 0.65; break; case 743: bar = 0.65; break; case 744: bar = 0.65; break; case 745: bar = 0.65; break; case 746: bar = 0.64; break; case 747: bar = 0.64; break; case 748: bar = 0.64; break; case 749: bar = 0.64; break; case 750: bar = 0.64; break; case 751: bar = 0.64; break; case 752: bar = 0.63; break; case 753: bar = 0.63; break; case 754: bar = 0.63; break; case 755: bar = 0.63; break; case 756: bar = 0.63; break; case 757: bar = 0.62; break; case 758: bar = 0.62; break; case 759: bar = 0.62; break; case 760: bar = 0.62; break; case 761: bar = 0.62; break; case 762: bar = 0.61; break; case 763: bar = 0.61; break; case 764: bar = 0.61; break; case 765: bar = 0.61; break; case 766: bar = 0.61; break; case 767: bar = 0.61; break; case 768: bar = 0.6; break; case 769: bar = 0.6; break; case 770: bar = 0.6; break; case 771: bar = 0.6; break; case 772: bar = 0.6; break; case 773: bar = 0.6; break; case 774: bar = 0.59; break; case 775: bar = 0.59; break; case 776: bar = 0.59; break; case 777: bar = 0.59; break; case 778: bar = 0.59; break; case 779: bar = 0.59; break; case 780: bar = 0.58; break; case 781: bar = 0.58; break; case 782: bar = 0.58; break; case 783: bar = 0.58; break; case 784: bar = 0.58; break; case 785: bar = 0.57; break; case 786: bar = 0.57; break; case 787: bar = 0.57; break; case 788: bar = 0.57; break; case 789: bar = 0.57; break; case 790: bar = 0.57; break; case 791: bar = 0.56; break; case 792: bar = 0.56; break; case 793: bar = 0.56; break; case 794: bar = 0.56; break; case 795: bar = 0.56; break; case 796: bar = 0.56; break; case 797: bar = 0.55; break; case 798: bar = 0.55; break; case 799: bar = 0.55; break; case 800: bar = 0.55; break; case 801: bar = 0.55; break; case 802: bar = 0.55; break; case 803: bar = 0.54; break; case 804: bar = 0.54; break; case 805: bar = 0.54; break; case 806: bar = 0.54; break; case 807: bar = 0.54; break; case 808: bar = 0.54; break; case 809: bar = 0.53; break; case 810: bar = 0.53; break; case 811: bar = 0.53; break; case 812: bar = 0.53; break; case 813: bar = 0.53; break; case 814: bar = 0.53; break; case 815: bar = 0.53; break; case 816: bar = 0.52; break; case 817: bar = 0.52; break; case 818: bar = 0.52; break; case 819: bar = 0.52; break; case 820: bar = 0.52; break; case 821: bar = 0.52; break; case 822: bar = 0.51; break; case 823: bar = 0.51; break; case 824: bar = 0.51; break; case 825: bar = 0.51; break; case 826: bar = 0.51; break; case 827: bar = 0.51; break; case 828: bar = 0.5; break; case 829: bar = 0.5; break; case 830: bar = 0.5; break; case 831: bar = 0.5; break; case 832: bar = 0.5; break; case 833: bar = 0.5; break; case 834: bar = 0.5; break; case 835: bar = 0.49; break; case 836: bar = 0.49; break; case 837: bar = 0.49; break; case 838: bar = 0.49; break; case 839: bar = 0.49; break; case 840: bar = 0.49; break; case 841: bar = 0.48; break; case 842: bar = 0.48; break; case 843: bar = 0.48; break; case 844: bar = 0.48; break; case 845: bar = 0.48; break; case 846: bar = 0.48; break; case 847: bar = 0.48; break; case 848: bar = 0.47; break; case 849: bar = 0.47; break; case 850: bar = 0.47; break; case 851: bar = 0.47; break; case 852: bar = 0.47; break; case 853: bar = 0.47; break; case 854: bar = 0.47; break; case 855: bar = 0.46; break; case 856: bar = 0.46; break; case 857: bar = 0.46; break; case 858: bar = 0.46; break; case 859: bar = 0.46; break; case 860: bar = 0.46; break; case 861: bar = 0.46; break; case 862: bar = 0.45; break; case 863: bar = 0.45; break; case 864: bar = 0.45; break; case 865: bar = 0.45; break; case 866: bar = 0.45; break; case 867: bar = 0.45; break; case 868: bar = 0.45; break; case 869: bar = 0.44; break; case 870: bar = 0.44; break; case 871: bar = 0.44; break; case 872: bar = 0.44; break; case 873: bar = 0.44; break; case 874: bar = 0.44; break; case 875: bar = 0.44; break; case 876: bar = 0.43; break; case 877: bar = 0.43; break; case 878: bar = 0.43; break; case 879: bar = 0.43; break; case 880: bar = 0.43; break; case 881: bar = 0.43; break; case 882: bar = 0.43; break; case 883: bar = 0.42; break; case 884: bar = 0.42; break; case 885: bar = 0.42; break; case 886: bar = 0.42; break; case 887: bar = 0.42; break; case 888: bar = 0.42; break; case 889: bar = 0.42; break; case 890: bar = 0.41; break; case 891: bar = 0.41; break; case 892: bar = 0.41; break; case 893: bar = 0.41; break; case 894: bar = 0.41; break; case 895: bar = 0.41; break; case 896: bar = 0.41; break; case 897: bar = 0.41; break; case 898: bar = 0.4; break; case 899: bar = 0.4; break; case 900: bar = 0.4; break; case 901: bar = 0.4; break; case 902: bar = 0.4; break; case 903: bar = 0.4; break; case 904: bar = 0.4; break; case 905: bar = 0.39; break; case 906: bar = 0.39; break; case 907: bar = 0.39; break; case 908: bar = 0.39; break; case 909: bar = 0.39; break; case 910: bar = 0.39; break; case 911: bar = 0.39; break; case 912: bar = 0.39; break; case 913: bar = 0.38; break; case 914: bar = 0.38; break; case 915: bar = 0.38; break; case 916: bar = 0.38; break; case 917: bar = 0.38; break; case 918: bar = 0.38; break; case 919: bar = 0.38; break; case 920: bar = 0.38; break; case 921: bar = 0.37; break; case 922: bar = 0.37; break; case 923: bar = 0.37; break; case 924: bar = 0.37; break; case 925: bar = 0.37; break; case 926: bar = 0.37; break; case 927: bar = 0.37; break; case 928: bar = 0.37; break; case 929: bar = 0.36; break; case 930: bar = 0.36; break; case 931: bar = 0.36; break; case 932: bar = 0.36; break; case 933: bar = 0.36; break; case 934: bar = 0.36; break; case 935: bar = 0.36; break; case 936: bar = 0.36; break; case 937: bar = 0.35; break; case 938: bar = 0.35; break; case 939: bar = 0.35; break; case 940: bar = 0.35; break; case 941: bar = 0.35; break; case 942: bar = 0.35; break; case 943: bar = 0.35; break; case 944: bar = 0.35; break; case 945: bar = 0.34; break; case 946: bar = 0.34; break; case 947: bar = 0.34; break; case 948: bar = 0.34; break; case 949: bar = 0.34; break; case 950: bar = 0.34; break; case 951: bar = 0.34; break; case 952: bar = 0.34; break; case 953: bar = 0.33; break; case 954: bar = 0.33; break; case 955: bar = 0.33; break; case 956: bar = 0.33; break; case 957: bar = 0.33; break; case 958: bar = 0.33; break; case 959: bar = 0.33; break; case 960: bar = 0.33; break; case 961: bar = 0.32; break; case 962: bar = 0.32; break; case 963: bar = 0.32; break; case 964: bar = 0.32; break; case 965: bar = 0.32; break; case 966: bar = 0.32; break; case 967: bar = 0.32; break; case 968: bar = 0.32; break; case 969: bar = 0.32; break; case 970: bar = 0.31; break; case 971: bar = 0.31; break; case 972: bar = 0.31; break; case 973: bar = 0.31; break; case 974: bar = 0.31; break; case 975: bar = 0.31; break; case 976: bar = 0.31; break; case 977: bar = 0.31; break; case 978: bar = 0.3; break; case 979: bar = 0.3; break; case 980: bar = 0.3; break; case 981: bar = 0.3; break; case 982: bar = 0.3; break; case 983: bar = 0.3; break; case 984: bar = 0.3; break; case 985: bar = 0.3; break; case 986: bar = 0.3; break; case 987: bar = 0.29; break; case 988: bar = 0.29; break; case 989: bar = 0.29; break; case 990: bar = 0.29; break; case 991: bar = 0.29; break; case 992: bar = 0.29; break; case 993: bar = 0.29; break; case 994: bar = 0.29; break; case 995: bar = 0.29; break; case 996: bar = 0.28; break; case 997: bar = 0.28; break; case 998: bar = 0.28; break; case 999: bar = 0.28; break; case 1000: bar = 0.28; break; case 1001: bar = 0.28; break; case 1002: bar = 0.28; break; case 1003: bar = 0.28; break; case 1004: bar = 0.28; break; case 1005: bar = 0.27; break; case 1006: bar = 0.27; break; case 1007: bar = 0.27; break; case 1008: bar = 0.27; break; case 1009: bar = 0.27; break; case 1010: bar = 0.27; break; case 1011: bar = 0.27; break; case 1012: bar = 0.27; break; case 1013: bar = 0.27; break; case 1014: bar = 0.26; break; case 1015: bar = 0.26; break; case 1016: bar = 0.26; break; case 1017: bar = 0.26; break; case 1018: bar = 0.26; break; case 1019: bar = 0.26; break; case 1020: bar = 0.26; break; case 1021: bar = 0.26; break; case 1022: bar = 0.26; break; case 1023: bar = 0.26; break; case 1024: bar = 0.25; break;
case 13: bar = 41.07; break; | case 13: bar = 41.07; break; case 14: bar = 38.77; break; case 15: bar = 36.73; break; case 16: bar = 34.92; break; case 17: bar = 33.29; break; case 18: bar = 31.82; break; case 19: bar = 30.49; break; case 20: bar = 29.27; break; case 21: bar = 28.15; break; case 22: bar = 27.12; break; case 23: bar = 26.17; break; case 24: bar = 25.29; break; case 25: bar = 24.47; break; case 26: bar = 23.71; break; case 27: bar = 22.99; break; case 28: bar = 22.32; break; case 29: bar = 21.69; break; case 30: bar = 21.1; break; case 31: bar = 20.54; break; case 32: bar = 20.02; break; case 33: bar = 19.52; break; case 34: bar = 19.04; break; case 35: bar = 18.59; break; case 36: bar = 18.16; break; case 37: bar = 17.76; break; case 38: bar = 17.37; break; case 39: bar = 17; break; case 40: bar = 16.64; break; case 41: bar = 16.3; break; case 42: bar = 15.98; break; case 43: bar = 15.67; break; case 44: bar = 15.37; break; case 45: bar = 15.08; break; case 46: bar = 14.81; break; case 47: bar = 14.54; break; case 48: bar = 14.28; break; case 49: bar = 14.04; break; case 50: bar = 13.8; break; case 51: bar = 13.57; break; case 52: bar = 13.35; break; case 53: bar = 13.13; break; case 54: bar = 12.93; break; case 55: bar = 12.73; break; case 56: bar = 12.53; break; case 57: bar = 12.34; break; case 58: bar = 12.16; break; case 59: bar = 11.98; break; case 60: bar = 11.81; break; case 61: bar = 11.65; break; case 62: bar = 11.48; break; case 63: bar = 11.33; break; case 64: bar = 11.17; break; case 65: bar = 11.02; break; case 66: bar = 10.88; break; case 67: bar = 10.74; break; case 68: bar = 10.6; break; case 69: bar = 10.47; break; case 70: bar = 10.34; break; case 71: bar = 10.21; break; case 72: bar = 10.09; break; case 73: bar = 9.97; break; case 74: bar = 9.85; break; case 75: bar = 9.73; break; case 76: bar = 9.62; break; case 77: bar = 9.51; break; case 78: bar = 9.4; break; case 79: bar = 9.3; break; case 80: bar = 9.19; break; case 81: bar = 9.09; break; case 82: bar = 9; break; case 83: bar = 8.9; break; case 84: bar = 8.81; break; case 85: bar = 8.71; break; case 86: bar = 8.62; break; case 87: bar = 8.53; break; case 88: bar = 8.45; break; case 89: bar = 8.36; break; case 90: bar = 8.28; break; case 91: bar = 8.2; break; case 92: bar = 8.12; break; case 93: bar = 8.04; break; case 94: bar = 7.96; break; case 95: bar = 7.89; break; case 96: bar = 7.81; break; case 97: bar = 7.74; break; case 98: bar = 7.67; break; case 99: bar = 7.6; break; case 100: bar = 7.53; break; case 101: bar = 7.46; break; case 102: bar = 7.4; break; case 103: bar = 7.33; break; case 104: bar = 7.27; break; case 105: bar = 7.2; break; case 106: bar = 7.14; break; case 107: bar = 7.08; break; case 108: bar = 7.02; break; case 109: bar = 6.96; break; case 110: bar = 6.9; break; case 111: bar = 6.85; break; case 112: bar = 6.79; break; case 113: bar = 6.74; break; case 114: bar = 6.68; break; case 115: bar = 6.63; break; case 116: bar = 6.57; break; case 117: bar = 6.52; break; case 118: bar = 6.47; break; case 119: bar = 6.42; break; case 120: bar = 6.37; break; case 121: bar = 6.32; break; case 122: bar = 6.27; break; case 123: bar = 6.23; break; case 124: bar = 6.18; break; case 125: bar = 6.13; break; case 126: bar = 6.09; break; case 127: bar = 6.04; break; case 128: bar = 6; break; case 129: bar = 5.95; break; case 130: bar = 5.91; break; case 131: bar = 5.87; break; case 132: bar = 5.83; break; case 133: bar = 5.79; break; case 134: bar = 5.75; break; case 135: bar = 5.71; break; case 136: bar = 5.67; break; case 137: bar = 5.63; break; case 138: bar = 5.59; break; case 139: bar = 5.55; break; case 140: bar = 5.51; break; case 141: bar = 5.47; break; case 142: bar = 5.44; break; case 143: bar = 5.4; break; case 144: bar = 5.37; break; case 145: bar = 5.33; break; case 146: bar = 5.3; break; case 147: bar = 5.26; break; case 148: bar = 5.23; break; case 149: bar = 5.19; break; case 150: bar = 5.16; break; case 151: bar = 5.13; break; case 152: bar = 5.09; break; case 153: bar = 5.06; break; case 154: bar = 5.03; break; case 155: bar = 5; break; case 156: bar = 4.97; break; case 157: bar = 4.94; break; case 158: bar = 4.91; break; case 159: bar = 4.88; break; case 160: bar = 4.85; break; case 161: bar = 4.82; break; case 162: bar = 4.79; break; case 163: bar = 4.76; break; case 164: bar = 4.73; break; case 165: bar = 4.7; break; case 166: bar = 4.68; break; case 167: bar = 4.65; break; case 168: bar = 4.62; break; case 169: bar = 4.59; break; case 170: bar = 4.57; break; case 171: bar = 4.54; break; case 172: bar = 4.52; break; case 173: bar = 4.49; break; case 174: bar = 4.46; break; case 175: bar = 4.44; break; case 176: bar = 4.41; break; case 177: bar = 4.39; break; case 178: bar = 4.36; break; case 179: bar = 4.34; break; case 180: bar = 4.32; break; case 181: bar = 4.29; break; case 182: bar = 4.27; break; case 183: bar = 4.25; break; case 184: bar = 4.22; break; case 185: bar = 4.2; break; case 186: bar = 4.18; break; case 187: bar = 4.15; break; case 188: bar = 4.13; break; case 189: bar = 4.11; break; case 190: bar = 4.09; break; case 191: bar = 4.07; break; case 192: bar = 4.05; break; case 193: bar = 4.02; break; case 194: bar = 4; break; case 195: bar = 3.98; break; case 196: bar = 3.96; break; case 197: bar = 3.94; break; case 198: bar = 3.92; break; case 199: bar = 3.9; break; case 200: bar = 3.88; break; case 201: bar = 3.86; break; case 202: bar = 3.84; break; case 203: bar = 3.82; break; case 204: bar = 3.8; break; case 205: bar = 3.78; break; case 206: bar = 3.77; break; case 207: bar = 3.75; break; case 208: bar = 3.73; break; case 209: bar = 3.71; break; case 210: bar = 3.69; break; case 211: bar = 3.67; break; case 212: bar = 3.66; break; case 213: bar = 3.64; break; case 214: bar = 3.62; break; case 215: bar = 3.6; break; case 216: bar = 3.59; break; case 217: bar = 3.57; break; case 218: bar = 3.55; break; case 219: bar = 3.53; break; case 220: bar = 3.52; break; case 221: bar = 3.5; break; case 222: bar = 3.48; break; case 223: bar = 3.47; break; case 224: bar = 3.45; break; case 225: bar = 3.44; break; case 226: bar = 3.42; break; case 227: bar = 3.4; break; case 228: bar = 3.39; break; case 229: bar = 3.37; break; case 230: bar = 3.36; break; case 231: bar = 3.34; break; case 232: bar = 3.33; break; case 233: bar = 3.31; break; case 234: bar = 3.3; break; case 235: bar = 3.28; break; case 236: bar = 3.27; break; case 237: bar = 3.25; break; case 238: bar = 3.24; break; case 239: bar = 3.22; break; case 240: bar = 3.21; break; case 241: bar = 3.19; break; case 242: bar = 3.18; break; case 243: bar = 3.17; break; case 244: bar = 3.15; break; case 245: bar = 3.14; break; case 246: bar = 3.12; break; case 247: bar = 3.11; break; case 248: bar = 3.1; break; case 249: bar = 3.08; break; case 250: bar = 3.07; break; case 251: bar = 3.06; break; case 252: bar = 3.04; break; case 253: bar = 3.03; break; case 254: bar = 3.02; break; case 255: bar = 3.01; break; case 256: bar = 2.99; break; case 257: bar = 2.98; break; case 258: bar = 2.97; break; case 259: bar = 2.96; break; case 260: bar = 2.94; break; case 261: bar = 2.93; break; case 262: bar = 2.92; break; case 263: bar = 2.91; break; case 264: bar = 2.89; break; case 265: bar = 2.88; break; case 266: bar = 2.87; break; case 267: bar = 2.86; break; case 268: bar = 2.85; break; case 269: bar = 2.83; break; case 270: bar = 2.82; break; case 271: bar = 2.81; break; case 272: bar = 2.8; break; case 273: bar = 2.79; break; case 274: bar = 2.78; break; case 275: bar = 2.77; break; case 276: bar = 2.76; break; case 277: bar = 2.74; break; case 278: bar = 2.73; break; case 279: bar = 2.72; break; case 280: bar = 2.71; break; case 281: bar = 2.7; break; case 282: bar = 2.69; break; case 283: bar = 2.68; break; case 284: bar = 2.67; break; case 285: bar = 2.66; break; case 286: bar = 2.65; break; case 287: bar = 2.64; break; case 288: bar = 2.63; break; case 289: bar = 2.62; break; case 290: bar = 2.61; break; case 291: bar = 2.6; break; case 292: bar = 2.59; break; case 293: bar = 2.58; break; case 294: bar = 2.57; break; case 295: bar = 2.56; break; case 296: bar = 2.55; break; case 297: bar = 2.54; break; case 298: bar = 2.53; break; case 299: bar = 2.52; break; case 300: bar = 2.51; break; case 301: bar = 2.5; break; case 302: bar = 2.49; break; case 303: bar = 2.48; break; case 304: bar = 2.47; break; case 305: bar = 2.46; break; case 306: bar = 2.45; break; case 307: bar = 2.44; break; case 308: bar = 2.43; break; case 309: bar = 2.42; break; case 310: bar = 2.41; break; case 311: bar = 2.41; break; case 312: bar = 2.4; break; case 313: bar = 2.39; break; case 314: bar = 2.38; break; case 315: bar = 2.37; break; case 316: bar = 2.36; break; case 317: bar = 2.35; break; case 318: bar = 2.34; break; case 319: bar = 2.34; break; case 320: bar = 2.33; break; case 321: bar = 2.32; break; case 322: bar = 2.31; break; case 323: bar = 2.3; break; case 324: bar = 2.29; break; case 325: bar = 2.28; break; case 326: bar = 2.28; break; case 327: bar = 2.27; break; case 328: bar = 2.26; break; case 329: bar = 2.25; break; case 330: bar = 2.24; break; case 331: bar = 2.24; break; case 332: bar = 2.23; break; case 333: bar = 2.22; break; case 334: bar = 2.21; break; case 335: bar = 2.2; break; case 336: bar = 2.2; break; case 337: bar = 2.19; break; case 338: bar = 2.18; break; case 339: bar = 2.17; break; case 340: bar = 2.17; break; case 341: bar = 2.16; break; case 342: bar = 2.15; break; case 343: bar = 2.14; break; case 344: bar = 2.13; break; case 345: bar = 2.13; break; case 346: bar = 2.12; break; case 347: bar = 2.11; break; case 348: bar = 2.11; break; case 349: bar = 2.1; break; case 350: bar = 2.09; break; case 351: bar = 2.08; break; case 352: bar = 2.08; break; case 353: bar = 2.07; break; case 354: bar = 2.06; break; case 355: bar = 2.05; break; case 356: bar = 2.05; break; case 357: bar = 2.04; break; case 358: bar = 2.03; break; case 359: bar = 2.03; break; case 360: bar = 2.02; break; case 361: bar = 2.01; break; case 362: bar = 2.01; break; case 363: bar = 2; break; case 364: bar = 1.99; break; case 365: bar = 1.99; break; case 366: bar = 1.98; break; case 367: bar = 1.97; break; case 368: bar = 1.97; break; case 369: bar = 1.96; break; case 370: bar = 1.95; break; case 371: bar = 1.95; break; case 372: bar = 1.94; break; case 373: bar = 1.93; break; case 374: bar = 1.93; break; case 375: bar = 1.92; break; case 376: bar = 1.91; break; case 377: bar = 1.91; break; case 378: bar = 1.9; break; case 379: bar = 1.89; break; case 380: bar = 1.89; break; case 381: bar = 1.88; break; case 382: bar = 1.88; break; case 383: bar = 1.87; break; case 384: bar = 1.86; break; case 385: bar = 1.86; break; case 386: bar = 1.85; break; case 387: bar = 1.85; break; case 388: bar = 1.84; break; case 389: bar = 1.83; break; case 390: bar = 1.83; break; case 391: bar = 1.82; break; case 392: bar = 1.82; break; case 393: bar = 1.81; break; case 394: bar = 1.8; break; case 395: bar = 1.8; break; case 396: bar = 1.79; break; case 397: bar = 1.79; break; case 398: bar = 1.78; break; case 399: bar = 1.77; break; case 400: bar = 1.77; break; case 401: bar = 1.76; break; case 402: bar = 1.76; break; case 403: bar = 1.75; break; case 404: bar = 1.75; break; case 405: bar = 1.74; break; case 406: bar = 1.73; break; case 407: bar = 1.73; break; case 408: bar = 1.72; break; case 409: bar = 1.72; break; case 410: bar = 1.71; break; case 411: bar = 1.71; break; case 412: bar = 1.7; break; case 413: bar = 1.7; break; case 414: bar = 1.69; break; case 415: bar = 1.69; break; case 416: bar = 1.68; break; case 417: bar = 1.67; break; case 418: bar = 1.67; break; case 419: bar = 1.66; break; case 420: bar = 1.66; break; case 421: bar = 1.65; break; case 422: bar = 1.65; break; case 423: bar = 1.64; break; case 424: bar = 1.64; break; case 425: bar = 1.63; break; case 426: bar = 1.63; break; case 427: bar = 1.62; break; case 428: bar = 1.62; break; case 429: bar = 1.61; break; case 430: bar = 1.61; break; case 431: bar = 1.6; break; case 432: bar = 1.6; break; case 433: bar = 1.59; break; case 434: bar = 1.59; break; case 435: bar = 1.58; break; case 436: bar = 1.58; break; case 437: bar = 1.57; break; case 438: bar = 1.57; break; case 439: bar = 1.56; break; case 440: bar = 1.56; break; case 441: bar = 1.55; break; case 442: bar = 1.55; break; case 443: bar = 1.54; break; case 444: bar = 1.54; break; case 445: bar = 1.53; break; case 446: bar = 1.53; break; case 447: bar = 1.53; break; case 448: bar = 1.52; break; case 449: bar = 1.52; break; case 450: bar = 1.51; break; case 451: bar = 1.51; break; case 452: bar = 1.5; break; case 453: bar = 1.5; break; case 454: bar = 1.49; break; case 455: bar = 1.49; break; case 456: bar = 1.48; break; case 457: bar = 1.48; break; case 458: bar = 1.47; break; case 459: bar = 1.47; break; case 460: bar = 1.47; break; case 461: bar = 1.46; break; case 462: bar = 1.46; break; case 463: bar = 1.45; break; case 464: bar = 1.45; break; case 465: bar = 1.44; break; case 466: bar = 1.44; break; case 467: bar = 1.44; break; case 468: bar = 1.43; break; case 469: bar = 1.43; break; case 470: bar = 1.42; break; case 471: bar = 1.42; break; case 472: bar = 1.41; break; case 473: bar = 1.41; break; case 474: bar = 1.41; break; case 475: bar = 1.4; break; case 476: bar = 1.4; break; case 477: bar = 1.39; break; case 478: bar = 1.39; break; case 479: bar = 1.38; break; case 480: bar = 1.38; break; case 481: bar = 1.38; break; case 482: bar = 1.37; break; case 483: bar = 1.37; break; case 484: bar = 1.36; break; case 485: bar = 1.36; break; case 486: bar = 1.36; break; case 487: bar = 1.35; break; case 488: bar = 1.35; break; case 489: bar = 1.34; break; case 490: bar = 1.34; break; case 491: bar = 1.34; break; case 492: bar = 1.33; break; case 493: bar = 1.33; break; case 494: bar = 1.32; break; case 495: bar = 1.32; break; case 496: bar = 1.32; break; case 497: bar = 1.31; break; case 498: bar = 1.31; break; case 499: bar = 1.3; break; case 500: bar = 1.3; break; case 501: bar = 1.3; break; case 502: bar = 1.29; break; case 503: bar = 1.29; break; case 504: bar = 1.29; break; case 505: bar = 1.28; break; case 506: bar = 1.28; break; case 507: bar = 1.27; break; case 508: bar = 1.27; break; case 509: bar = 1.27; break; case 510: bar = 1.26; break; case 511: bar = 1.26; break; case 512: bar = 1.26; break; case 513: bar = 1.25; break; case 514: bar = 1.25; break; case 515: bar = 1.24; break; case 516: bar = 1.24; break; case 517: bar = 1.24; break; case 518: bar = 1.23; break; case 519: bar = 1.23; break; case 520: bar = 1.23; break; case 521: bar = 1.22; break; case 522: bar = 1.22; break; case 523: bar = 1.22; break; case 524: bar = 1.21; break; case 525: bar = 1.21; break; case 526: bar = 1.21; break; case 527: bar = 1.2; break; case 528: bar = 1.2; break; case 529: bar = 1.2; break; case 530: bar = 1.19; break; case 531: bar = 1.19; break; case 532: bar = 1.18; break; case 533: bar = 1.18; break; case 534: bar = 1.18; break; case 535: bar = 1.17; break; case 536: bar = 1.17; break; case 537: bar = 1.17; break; case 538: bar = 1.16; break; case 539: bar = 1.16; break; case 540: bar = 1.16; break; case 541: bar = 1.15; break; case 542: bar = 1.15; break; case 543: bar = 1.15; break; case 544: bar = 1.14; break; case 545: bar = 1.14; break; case 546: bar = 1.14; break; case 547: bar = 1.13; break; case 548: bar = 1.13; break; case 549: bar = 1.13; break; case 550: bar = 1.12; break; case 551: bar = 1.12; break; case 552: bar = 1.12; break; case 553: bar = 1.12; break; case 554: bar = 1.11; break; case 555: bar = 1.11; break; case 556: bar = 1.11; break; case 557: bar = 1.1; break; case 558: bar = 1.1; break; case 559: bar = 1.1; break; case 560: bar = 1.09; break; case 561: bar = 1.09; break; case 562: bar = 1.09; break; case 563: bar = 1.08; break; case 564: bar = 1.08; break; case 565: bar = 1.08; break; case 566: bar = 1.07; break; case 567: bar = 1.07; break; case 568: bar = 1.07; break; case 569: bar = 1.07; break; case 570: bar = 1.06; break; case 571: bar = 1.06; break; case 572: bar = 1.06; break; case 573: bar = 1.05; break; case 574: bar = 1.05; break; case 575: bar = 1.05; break; case 576: bar = 1.04; break; case 577: bar = 1.04; break; case 578: bar = 1.04; break; case 579: bar = 1.04; break; case 580: bar = 1.03; break; case 581: bar = 1.03; break; case 582: bar = 1.03; break; case 583: bar = 1.02; break; case 584: bar = 1.02; break; case 585: bar = 1.02; break; case 586: bar = 1.02; break; case 587: bar = 1.01; break; case 588: bar = 1.01; break; case 589: bar = 1.01; break; case 590: bar = 1; break; case 591: bar = 1; break; case 592: bar = 1; break; case 593: bar = 1; break; case 594: bar = 0.99; break; case 595: bar = 0.99; break; case 596: bar = 0.99; break; case 597: bar = 0.98; break; case 598: bar = 0.98; break; case 599: bar = 0.98; break; case 600: bar = 0.98; break; case 601: bar = 0.97; break; case 602: bar = 0.97; break; case 603: bar = 0.97; break; case 604: bar = 0.96; break; case 605: bar = 0.96; break; case 606: bar = 0.96; break; case 607: bar = 0.96; break; case 608: bar = 0.95; break; case 609: bar = 0.95; break; case 610: bar = 0.95; break; case 611: bar = 0.95; break; case 612: bar = 0.94; break; case 613: bar = 0.94; break; case 614: bar = 0.94; break; case 615: bar = 0.94; break; case 616: bar = 0.93; break; case 617: bar = 0.93; break; case 618: bar = 0.93; break; case 619: bar = 0.92; break; case 620: bar = 0.92; break; case 621: bar = 0.92; break; case 622: bar = 0.92; break; case 623: bar = 0.91; break; case 624: bar = 0.91; break; case 625: bar = 0.91; break; case 626: bar = 0.91; break; case 627: bar = 0.9; break; case 628: bar = 0.9; break; case 629: bar = 0.9; break; case 630: bar = 0.9; break; case 631: bar = 0.89; break; case 632: bar = 0.89; break; case 633: bar = 0.89; break; case 634: bar = 0.89; break; case 635: bar = 0.88; break; case 636: bar = 0.88; break; case 637: bar = 0.88; break; case 638: bar = 0.88; break; case 639: bar = 0.87; break; case 640: bar = 0.87; break; case 641: bar = 0.87; break; case 642: bar = 0.87; break; case 643: bar = 0.86; break; case 644: bar = 0.86; break; case 645: bar = 0.86; break; case 646: bar = 0.86; break; case 647: bar = 0.85; break; case 648: bar = 0.85; break; case 649: bar = 0.85; break; case 650: bar = 0.85; break; case 651: bar = 0.84; break; case 652: bar = 0.84; break; case 653: bar = 0.84; break; case 654: bar = 0.84; break; case 655: bar = 0.84; break; case 656: bar = 0.83; break; case 657: bar = 0.83; break; case 658: bar = 0.83; break; case 659: bar = 0.83; break; case 660: bar = 0.82; break; case 661: bar = 0.82; break; case 662: bar = 0.82; break; case 663: bar = 0.82; break; case 664: bar = 0.81; break; case 665: bar = 0.81; break; case 666: bar = 0.81; break; case 667: bar = 0.81; break; case 668: bar = 0.81; break; case 669: bar = 0.8; break; case 670: bar = 0.8; break; case 671: bar = 0.8; break; case 672: bar = 0.8; break; case 673: bar = 0.79; break; case 674: bar = 0.79; break; case 675: bar = 0.79; break; case 676: bar = 0.79; break; case 677: bar = 0.78; break; case 678: bar = 0.78; break; case 679: bar = 0.78; break; case 680: bar = 0.78; break; case 681: bar = 0.78; break; case 682: bar = 0.77; break; case 683: bar = 0.77; break; case 684: bar = 0.77; break; case 685: bar = 0.77; break; case 686: bar = 0.77; break; case 687: bar = 0.76; break; case 688: bar = 0.76; break; case 689: bar = 0.76; break; case 690: bar = 0.76; break; case 691: bar = 0.75; break; case 692: bar = 0.75; break; case 693: bar = 0.75; break; case 694: bar = 0.75; break; case 695: bar = 0.75; break; case 696: bar = 0.74; break; case 697: bar = 0.74; break; case 698: bar = 0.74; break; case 699: bar = 0.74; break; case 700: bar = 0.74; break; case 701: bar = 0.73; break; case 702: bar = 0.73; break; case 703: bar = 0.73; break; case 704: bar = 0.73; break; case 705: bar = 0.72; break; case 706: bar = 0.72; break; case 707: bar = 0.72; break; case 708: bar = 0.72; break; case 709: bar = 0.72; break; case 710: bar = 0.71; break; case 711: bar = 0.71; break; case 712: bar = 0.71; break; case 713: bar = 0.71; break; case 714: bar = 0.71; break; case 715: bar = 0.7; break; case 716: bar = 0.7; break; case 717: bar = 0.7; break; case 718: bar = 0.7; break; case 719: bar = 0.7; break; case 720: bar = 0.69; break; case 721: bar = 0.69; break; case 722: bar = 0.69; break; case 723: bar = 0.69; break; case 724: bar = 0.69; break; case 725: bar = 0.68; break; case 726: bar = 0.68; break; case 727: bar = 0.68; break; case 728: bar = 0.68; break; case 729: bar = 0.68; break; case 730: bar = 0.67; break; case 731: bar = 0.67; break; case 732: bar = 0.67; break; case 733: bar = 0.67; break; case 734: bar = 0.67; break; case 735: bar = 0.67; break; case 736: bar = 0.66; break; case 737: bar = 0.66; break; case 738: bar = 0.66; break; case 739: bar = 0.66; break; case 740: bar = 0.66; break; case 741: bar = 0.65; break; case 742: bar = 0.65; break; case 743: bar = 0.65; break; case 744: bar = 0.65; break; case 745: bar = 0.65; break; case 746: bar = 0.64; break; case 747: bar = 0.64; break; case 748: bar = 0.64; break; case 749: bar = 0.64; break; case 750: bar = 0.64; break; case 751: bar = 0.64; break; case 752: bar = 0.63; break; case 753: bar = 0.63; break; case 754: bar = 0.63; break; case 755: bar = 0.63; break; case 756: bar = 0.63; break; case 757: bar = 0.62; break; case 758: bar = 0.62; break; case 759: bar = 0.62; break; case 760: bar = 0.62; break; case 761: bar = 0.62; break; case 762: bar = 0.61; break; case 763: bar = 0.61; break; case 764: bar = 0.61; break; case 765: bar = 0.61; break; case 766: bar = 0.61; break; case 767: bar = 0.61; break; case 768: bar = 0.6; break; case 769: bar = 0.6; break; case 770: bar = 0.6; break; case 771: bar = 0.6; break; case 772: bar = 0.6; break; case 773: bar = 0.6; break; case 774: bar = 0.59; break; case 775: bar = 0.59; break; case 776: bar = 0.59; break; case 777: bar = 0.59; break; case 778: bar = 0.59; break; case 779: bar = 0.59; break; case 780: bar = 0.58; break; case 781: bar = 0.58; break; case 782: bar = 0.58; break; case 783: bar = 0.58; break; case 784: bar = 0.58; break; case 785: bar = 0.57; break; case 786: bar = 0.57; break; case 787: bar = 0.57; break; case 788: bar = 0.57; break; case 789: bar = 0.57; break; case 790: bar = 0.57; break; case 791: bar = 0.56; break; case 792: bar = 0.56; break; case 793: bar = 0.56; break; case 794: bar = 0.56; break; case 795: bar = 0.56; break; case 796: bar = 0.56; break; case 797: bar = 0.55; break; case 798: bar = 0.55; break; case 799: bar = 0.55; break; case 800: bar = 0.55; break; case 801: bar = 0.55; break; case 802: bar = 0.55; break; case 803: bar = 0.54; break; case 804: bar = 0.54; break; case 805: bar = 0.54; break; case 806: bar = 0.54; break; case 807: bar = 0.54; break; case 808: bar = 0.54; break; case 809: bar = 0.53; break; case 810: bar = 0.53; break; case 811: bar = 0.53; break; case 812: bar = 0.53; break; case 813: bar = 0.53; break; case 814: bar = 0.53; break; case 815: bar = 0.53; break; case 816: bar = 0.52; break; case 817: bar = 0.52; break; case 818: bar = 0.52; break; case 819: bar = 0.52; break; case 820: bar = 0.52; break; case 821: bar = 0.52; break; case 822: bar = 0.51; break; case 823: bar = 0.51; break; case 824: bar = 0.51; break; case 825: bar = 0.51; break; case 826: bar = 0.51; break; case 827: bar = 0.51; break; case 828: bar = 0.5; break; case 829: bar = 0.5; break; case 830: bar = 0.5; break; case 831: bar = 0.5; break; case 832: bar = 0.5; break; case 833: bar = 0.5; break; case 834: bar = 0.5; break; case 835: bar = 0.49; break; case 836: bar = 0.49; break; case 837: bar = 0.49; break; case 838: bar = 0.49; break; case 839: bar = 0.49; break; case 840: bar = 0.49; break; case 841: bar = 0.48; break; case 842: bar = 0.48; break; case 843: bar = 0.48; break; case 844: bar = 0.48; break; case 845: bar = 0.48; break; case 846: bar = 0.48; break; case 847: bar = 0.48; break; case 848: bar = 0.47; break; case 849: bar = 0.47; break; case 850: bar = 0.47; break; case 851: bar = 0.47; break; case 852: bar = 0.47; break; case 853: bar = 0.47; break; case 854: bar = 0.47; break; case 855: bar = 0.46; break; case 856: bar = 0.46; break; case 857: bar = 0.46; break; case 858: bar = 0.46; break; case 859: bar = 0.46; break; case 860: bar = 0.46; break; case 861: bar = 0.46; break; case 862: bar = 0.45; break; case 863: bar = 0.45; break; case 864: bar = 0.45; break; case 865: bar = 0.45; break; case 866: bar = 0.45; break; case 867: bar = 0.45; break; case 868: bar = 0.45; break; case 869: bar = 0.44; break; case 870: bar = 0.44; break; case 871: bar = 0.44; break; case 872: bar = 0.44; break; case 873: bar = 0.44; break; case 874: bar = 0.44; break; case 875: bar = 0.44; break; case 876: bar = 0.43; break; case 877: bar = 0.43; break; case 878: bar = 0.43; break; case 879: bar = 0.43; break; case 880: bar = 0.43; break; case 881: bar = 0.43; break; case 882: bar = 0.43; break; case 883: bar = 0.42; break; case 884: bar = 0.42; break; case 885: bar = 0.42; break; case 886: bar = 0.42; break; case 887: bar = 0.42; break; case 888: bar = 0.42; break; case 889: bar = 0.42; break; case 890: bar = 0.41; break; case 891: bar = 0.41; break; case 892: bar = 0.41; break; case 893: bar = 0.41; break; case 894: bar = 0.41; break; case 895: bar = 0.41; break; case 896: bar = 0.41; break; case 897: bar = 0.41; break; case 898: bar = 0.4; break; case 899: bar = 0.4; break; case 900: bar = 0.4; break; case 901: bar = 0.4; break; case 902: bar = 0.4; break; case 903: bar = 0.4; break; case 904: bar = 0.4; break; case 905: bar = 0.39; break; case 906: bar = 0.39; break; case 907: bar = 0.39; break; case 908: bar = 0.39; break; case 909: bar = 0.39; break; case 910: bar = 0.39; break; case 911: bar = 0.39; break; case 912: bar = 0.39; break; case 913: bar = 0.38; break; case 914: bar = 0.38; break; case 915: bar = 0.38; break; case 916: bar = 0.38; break; case 917: bar = 0.38; break; case 918: bar = 0.38; break; case 919: bar = 0.38; break; case 920: bar = 0.38; break; case 921: bar = 0.37; break; case 922: bar = 0.37; break; case 923: bar = 0.37; break; case 924: bar = 0.37; break; case 925: bar = 0.37; break; case 926: bar = 0.37; break; case 927: bar = 0.37; break; case 928: bar = 0.37; break; case 929: bar = 0.36; break; case 930: bar = 0.36; break; case 931: bar = 0.36; break; case 932: bar = 0.36; break; case 933: bar = 0.36; break; case 934: bar = 0.36; break; case 935: bar = 0.36; break; case 936: bar = 0.36; break; case 937: bar = 0.35; break; case 938: bar = 0.35; break; case 939: bar = 0.35; break; case 940: bar = 0.35; break; case 941: bar = 0.35; break; case 942: bar = 0.35; break; case 943: bar = 0.35; break; case 944: bar = 0.35; break; case 945: bar = 0.34; break; case 946: bar = 0.34; break; case 947: bar = 0.34; break; case 948: bar = 0.34; break; case 949: bar = 0.34; break; case 950: bar = 0.34; break; case 951: bar = 0.34; break; case 952: bar = 0.34; break; case 953: bar = 0.33; break; case 954: bar = 0.33; break; case 955: bar = 0.33; break; case 956: bar = 0.33; break; case 957: bar = 0.33; break; case 958: bar = 0.33; break; case 959: bar = 0.33; break; case 960: bar = 0.33; break; case 961: bar = 0.32; break; case 962: bar = 0.32; break; case 963: bar = 0.32; break; case 964: bar = 0.32; break; case 965: bar = 0.32; break; case 966: bar = 0.32; break; case 967: bar = 0.32; break; case 968: bar = 0.32; break; case 969: bar = 0.32; break; case 970: bar = 0.31; break; case 971: bar = 0.31; break; case 972: bar = 0.31; break; case 973: bar = 0.31; break; case 974: bar = 0.31; break; case 975: bar = 0.31; break; case 976: bar = 0.31; break; case 977: bar = 0.31; break; case 978: bar = 0.3; break; case 979: bar = 0.3; break; case 980: bar = 0.3; break; case 981: bar = 0.3; break; case 982: bar = 0.3; break; case 983: bar = 0.3; break; case 984: bar = 0.3; break; case 985: bar = 0.3; break; case 986: bar = 0.3; break; case 987: bar = 0.29; break; case 988: bar = 0.29; break; case 989: bar = 0.29; break; case 990: bar = 0.29; break; case 991: bar = 0.29; break; case 992: bar = 0.29; break; case 993: bar = 0.29; break; case 994: bar = 0.29; break; case 995: bar = 0.29; break; case 996: bar = 0.28; break; case 997: bar = 0.28; break; case 998: bar = 0.28; break; case 999: bar = 0.28; break; case 1000: bar = 0.28; break; case 1001: bar = 0.28; break; case 1002: bar = 0.28; break; case 1003: bar = 0.28; break; case 1004: bar = 0.28; break; case 1005: bar = 0.27; break; case 1006: bar = 0.27; break; case 1007: bar = 0.27; break; case 1008: bar = 0.27; break; case 1009: bar = 0.27; break; case 1010: bar = 0.27; break; case 1011: bar = 0.27; break; case 1012: bar = 0.27; break; case 1013: bar = 0.27; break; case 1014: bar = 0.26; break; case 1015: bar = 0.26; break; case 1016: bar = 0.26; break; case 1017: bar = 0.26; break; case 1018: bar = 0.26; break; case 1019: bar = 0.26; break; case 1020: bar = 0.26; break; case 1021: bar = 0.26; break; case 1022: bar = 0.26; break; case 1023: bar = 0.26; break; case 1024: bar = 0.25; break;
case 14: bar = 38.77; break; | case 14: bar = 38.77; break; case 15: bar = 36.73; break; case 16: bar = 34.92; break; case 17: bar = 33.29; break; case 18: bar = 31.82; break; case 19: bar = 30.49; break; case 20: bar = 29.27; break; case 21: bar = 28.15; break; case 22: bar = 27.12; break; case 23: bar = 26.17; break; case 24: bar = 25.29; break; case 25: bar = 24.47; break; case 26: bar = 23.71; break; case 27: bar = 22.99; break; case 28: bar = 22.32; break; case 29: bar = 21.69; break; case 30: bar = 21.1; break; case 31: bar = 20.54; break; case 32: bar = 20.02; break; case 33: bar = 19.52; break; case 34: bar = 19.04; break; case 35: bar = 18.59; break; case 36: bar = 18.16; break; case 37: bar = 17.76; break; case 38: bar = 17.37; break; case 39: bar = 17; break; case 40: bar = 16.64; break; case 41: bar = 16.3; break; case 42: bar = 15.98; break; case 43: bar = 15.67; break; case 44: bar = 15.37; break; case 45: bar = 15.08; break; case 46: bar = 14.81; break; case 47: bar = 14.54; break; case 48: bar = 14.28; break; case 49: bar = 14.04; break; case 50: bar = 13.8; break; case 51: bar = 13.57; break; case 52: bar = 13.35; break; case 53: bar = 13.13; break; case 54: bar = 12.93; break; case 55: bar = 12.73; break; case 56: bar = 12.53; break; case 57: bar = 12.34; break; case 58: bar = 12.16; break; case 59: bar = 11.98; break; case 60: bar = 11.81; break; case 61: bar = 11.65; break; case 62: bar = 11.48; break; case 63: bar = 11.33; break; case 64: bar = 11.17; break; case 65: bar = 11.02; break; case 66: bar = 10.88; break; case 67: bar = 10.74; break; case 68: bar = 10.6; break; case 69: bar = 10.47; break; case 70: bar = 10.34; break; case 71: bar = 10.21; break; case 72: bar = 10.09; break; case 73: bar = 9.97; break; case 74: bar = 9.85; break; case 75: bar = 9.73; break; case 76: bar = 9.62; break; case 77: bar = 9.51; break; case 78: bar = 9.4; break; case 79: bar = 9.3; break; case 80: bar = 9.19; break; case 81: bar = 9.09; break; case 82: bar = 9; break; case 83: bar = 8.9; break; case 84: bar = 8.81; break; case 85: bar = 8.71; break; case 86: bar = 8.62; break; case 87: bar = 8.53; break; case 88: bar = 8.45; break; case 89: bar = 8.36; break; case 90: bar = 8.28; break; case 91: bar = 8.2; break; case 92: bar = 8.12; break; case 93: bar = 8.04; break; case 94: bar = 7.96; break; case 95: bar = 7.89; break; case 96: bar = 7.81; break; case 97: bar = 7.74; break; case 98: bar = 7.67; break; case 99: bar = 7.6; break; case 100: bar = 7.53; break; case 101: bar = 7.46; break; case 102: bar = 7.4; break; case 103: bar = 7.33; break; case 104: bar = 7.27; break; case 105: bar = 7.2; break; case 106: bar = 7.14; break; case 107: bar = 7.08; break; case 108: bar = 7.02; break; case 109: bar = 6.96; break; case 110: bar = 6.9; break; case 111: bar = 6.85; break; case 112: bar = 6.79; break; case 113: bar = 6.74; break; case 114: bar = 6.68; break; case 115: bar = 6.63; break; case 116: bar = 6.57; break; case 117: bar = 6.52; break; case 118: bar = 6.47; break; case 119: bar = 6.42; break; case 120: bar = 6.37; break; case 121: bar = 6.32; break; case 122: bar = 6.27; break; case 123: bar = 6.23; break; case 124: bar = 6.18; break; case 125: bar = 6.13; break; case 126: bar = 6.09; break; case 127: bar = 6.04; break; case 128: bar = 6; break; case 129: bar = 5.95; break; case 130: bar = 5.91; break; case 131: bar = 5.87; break; case 132: bar = 5.83; break; case 133: bar = 5.79; break; case 134: bar = 5.75; break; case 135: bar = 5.71; break; case 136: bar = 5.67; break; case 137: bar = 5.63; break; case 138: bar = 5.59; break; case 139: bar = 5.55; break; case 140: bar = 5.51; break; case 141: bar = 5.47; break; case 142: bar = 5.44; break; case 143: bar = 5.4; break; case 144: bar = 5.37; break; case 145: bar = 5.33; break; case 146: bar = 5.3; break; case 147: bar = 5.26; break; case 148: bar = 5.23; break; case 149: bar = 5.19; break; case 150: bar = 5.16; break; case 151: bar = 5.13; break; case 152: bar = 5.09; break; case 153: bar = 5.06; break; case 154: bar = 5.03; break; case 155: bar = 5; break; case 156: bar = 4.97; break; case 157: bar = 4.94; break; case 158: bar = 4.91; break; case 159: bar = 4.88; break; case 160: bar = 4.85; break; case 161: bar = 4.82; break; case 162: bar = 4.79; break; case 163: bar = 4.76; break; case 164: bar = 4.73; break; case 165: bar = 4.7; break; case 166: bar = 4.68; break; case 167: bar = 4.65; break; case 168: bar = 4.62; break; case 169: bar = 4.59; break; case 170: bar = 4.57; break; case 171: bar = 4.54; break; case 172: bar = 4.52; break; case 173: bar = 4.49; break; case 174: bar = 4.46; break; case 175: bar = 4.44; break; case 176: bar = 4.41; break; case 177: bar = 4.39; break; case 178: bar = 4.36; break; case 179: bar = 4.34; break; case 180: bar = 4.32; break; case 181: bar = 4.29; break; case 182: bar = 4.27; break; case 183: bar = 4.25; break; case 184: bar = 4.22; break; case 185: bar = 4.2; break; case 186: bar = 4.18; break; case 187: bar = 4.15; break; case 188: bar = 4.13; break; case 189: bar = 4.11; break; case 190: bar = 4.09; break; case 191: bar = 4.07; break; case 192: bar = 4.05; break; case 193: bar = 4.02; break; case 194: bar = 4; break; case 195: bar = 3.98; break; case 196: bar = 3.96; break; case 197: bar = 3.94; break; case 198: bar = 3.92; break; case 199: bar = 3.9; break; case 200: bar = 3.88; break; case 201: bar = 3.86; break; case 202: bar = 3.84; break; case 203: bar = 3.82; break; case 204: bar = 3.8; break; case 205: bar = 3.78; break; case 206: bar = 3.77; break; case 207: bar = 3.75; break; case 208: bar = 3.73; break; case 209: bar = 3.71; break; case 210: bar = 3.69; break; case 211: bar = 3.67; break; case 212: bar = 3.66; break; case 213: bar = 3.64; break; case 214: bar = 3.62; break; case 215: bar = 3.6; break; case 216: bar = 3.59; break; case 217: bar = 3.57; break; case 218: bar = 3.55; break; case 219: bar = 3.53; break; case 220: bar = 3.52; break; case 221: bar = 3.5; break; case 222: bar = 3.48; break; case 223: bar = 3.47; break; case 224: bar = 3.45; break; case 225: bar = 3.44; break; case 226: bar = 3.42; break; case 227: bar = 3.4; break; case 228: bar = 3.39; break; case 229: bar = 3.37; break; case 230: bar = 3.36; break; case 231: bar = 3.34; break; case 232: bar = 3.33; break; case 233: bar = 3.31; break; case 234: bar = 3.3; break; case 235: bar = 3.28; break; case 236: bar = 3.27; break; case 237: bar = 3.25; break; case 238: bar = 3.24; break; case 239: bar = 3.22; break; case 240: bar = 3.21; break; case 241: bar = 3.19; break; case 242: bar = 3.18; break; case 243: bar = 3.17; break; case 244: bar = 3.15; break; case 245: bar = 3.14; break; case 246: bar = 3.12; break; case 247: bar = 3.11; break; case 248: bar = 3.1; break; case 249: bar = 3.08; break; case 250: bar = 3.07; break; case 251: bar = 3.06; break; case 252: bar = 3.04; break; case 253: bar = 3.03; break; case 254: bar = 3.02; break; case 255: bar = 3.01; break; case 256: bar = 2.99; break; case 257: bar = 2.98; break; case 258: bar = 2.97; break; case 259: bar = 2.96; break; case 260: bar = 2.94; break; case 261: bar = 2.93; break; case 262: bar = 2.92; break; case 263: bar = 2.91; break; case 264: bar = 2.89; break; case 265: bar = 2.88; break; case 266: bar = 2.87; break; case 267: bar = 2.86; break; case 268: bar = 2.85; break; case 269: bar = 2.83; break; case 270: bar = 2.82; break; case 271: bar = 2.81; break; case 272: bar = 2.8; break; case 273: bar = 2.79; break; case 274: bar = 2.78; break; case 275: bar = 2.77; break; case 276: bar = 2.76; break; case 277: bar = 2.74; break; case 278: bar = 2.73; break; case 279: bar = 2.72; break; case 280: bar = 2.71; break; case 281: bar = 2.7; break; case 282: bar = 2.69; break; case 283: bar = 2.68; break; case 284: bar = 2.67; break; case 285: bar = 2.66; break; case 286: bar = 2.65; break; case 287: bar = 2.64; break; case 288: bar = 2.63; break; case 289: bar = 2.62; break; case 290: bar = 2.61; break; case 291: bar = 2.6; break; case 292: bar = 2.59; break; case 293: bar = 2.58; break; case 294: bar = 2.57; break; case 295: bar = 2.56; break; case 296: bar = 2.55; break; case 297: bar = 2.54; break; case 298: bar = 2.53; break; case 299: bar = 2.52; break; case 300: bar = 2.51; break; case 301: bar = 2.5; break; case 302: bar = 2.49; break; case 303: bar = 2.48; break; case 304: bar = 2.47; break; case 305: bar = 2.46; break; case 306: bar = 2.45; break; case 307: bar = 2.44; break; case 308: bar = 2.43; break; case 309: bar = 2.42; break; case 310: bar = 2.41; break; case 311: bar = 2.41; break; case 312: bar = 2.4; break; case 313: bar = 2.39; break; case 314: bar = 2.38; break; case 315: bar = 2.37; break; case 316: bar = 2.36; break; case 317: bar = 2.35; break; case 318: bar = 2.34; break; case 319: bar = 2.34; break; case 320: bar = 2.33; break; case 321: bar = 2.32; break; case 322: bar = 2.31; break; case 323: bar = 2.3; break; case 324: bar = 2.29; break; case 325: bar = 2.28; break; case 326: bar = 2.28; break; case 327: bar = 2.27; break; case 328: bar = 2.26; break; case 329: bar = 2.25; break; case 330: bar = 2.24; break; case 331: bar = 2.24; break; case 332: bar = 2.23; break; case 333: bar = 2.22; break; case 334: bar = 2.21; break; case 335: bar = 2.2; break; case 336: bar = 2.2; break; case 337: bar = 2.19; break; case 338: bar = 2.18; break; case 339: bar = 2.17; break; case 340: bar = 2.17; break; case 341: bar = 2.16; break; case 342: bar = 2.15; break; case 343: bar = 2.14; break; case 344: bar = 2.13; break; case 345: bar = 2.13; break; case 346: bar = 2.12; break; case 347: bar = 2.11; break; case 348: bar = 2.11; break; case 349: bar = 2.1; break; case 350: bar = 2.09; break; case 351: bar = 2.08; break; case 352: bar = 2.08; break; case 353: bar = 2.07; break; case 354: bar = 2.06; break; case 355: bar = 2.05; break; case 356: bar = 2.05; break; case 357: bar = 2.04; break; case 358: bar = 2.03; break; case 359: bar = 2.03; break; case 360: bar = 2.02; break; case 361: bar = 2.01; break; case 362: bar = 2.01; break; case 363: bar = 2; break; case 364: bar = 1.99; break; case 365: bar = 1.99; break; case 366: bar = 1.98; break; case 367: bar = 1.97; break; case 368: bar = 1.97; break; case 369: bar = 1.96; break; case 370: bar = 1.95; break; case 371: bar = 1.95; break; case 372: bar = 1.94; break; case 373: bar = 1.93; break; case 374: bar = 1.93; break; case 375: bar = 1.92; break; case 376: bar = 1.91; break; case 377: bar = 1.91; break; case 378: bar = 1.9; break; case 379: bar = 1.89; break; case 380: bar = 1.89; break; case 381: bar = 1.88; break; case 382: bar = 1.88; break; case 383: bar = 1.87; break; case 384: bar = 1.86; break; case 385: bar = 1.86; break; case 386: bar = 1.85; break; case 387: bar = 1.85; break; case 388: bar = 1.84; break; case 389: bar = 1.83; break; case 390: bar = 1.83; break; case 391: bar = 1.82; break; case 392: bar = 1.82; break; case 393: bar = 1.81; break; case 394: bar = 1.8; break; case 395: bar = 1.8; break; case 396: bar = 1.79; break; case 397: bar = 1.79; break; case 398: bar = 1.78; break; case 399: bar = 1.77; break; case 400: bar = 1.77; break; case 401: bar = 1.76; break; case 402: bar = 1.76; break; case 403: bar = 1.75; break; case 404: bar = 1.75; break; case 405: bar = 1.74; break; case 406: bar = 1.73; break; case 407: bar = 1.73; break; case 408: bar = 1.72; break; case 409: bar = 1.72; break; case 410: bar = 1.71; break; case 411: bar = 1.71; break; case 412: bar = 1.7; break; case 413: bar = 1.7; break; case 414: bar = 1.69; break; case 415: bar = 1.69; break; case 416: bar = 1.68; break; case 417: bar = 1.67; break; case 418: bar = 1.67; break; case 419: bar = 1.66; break; case 420: bar = 1.66; break; case 421: bar = 1.65; break; case 422: bar = 1.65; break; case 423: bar = 1.64; break; case 424: bar = 1.64; break; case 425: bar = 1.63; break; case 426: bar = 1.63; break; case 427: bar = 1.62; break; case 428: bar = 1.62; break; case 429: bar = 1.61; break; case 430: bar = 1.61; break; case 431: bar = 1.6; break; case 432: bar = 1.6; break; case 433: bar = 1.59; break; case 434: bar = 1.59; break; case 435: bar = 1.58; break; case 436: bar = 1.58; break; case 437: bar = 1.57; break; case 438: bar = 1.57; break; case 439: bar = 1.56; break; case 440: bar = 1.56; break; case 441: bar = 1.55; break; case 442: bar = 1.55; break; case 443: bar = 1.54; break; case 444: bar = 1.54; break; case 445: bar = 1.53; break; case 446: bar = 1.53; break; case 447: bar = 1.53; break; case 448: bar = 1.52; break; case 449: bar = 1.52; break; case 450: bar = 1.51; break; case 451: bar = 1.51; break; case 452: bar = 1.5; break; case 453: bar = 1.5; break; case 454: bar = 1.49; break; case 455: bar = 1.49; break; case 456: bar = 1.48; break; case 457: bar = 1.48; break; case 458: bar = 1.47; break; case 459: bar = 1.47; break; case 460: bar = 1.47; break; case 461: bar = 1.46; break; case 462: bar = 1.46; break; case 463: bar = 1.45; break; case 464: bar = 1.45; break; case 465: bar = 1.44; break; case 466: bar = 1.44; break; case 467: bar = 1.44; break; case 468: bar = 1.43; break; case 469: bar = 1.43; break; case 470: bar = 1.42; break; case 471: bar = 1.42; break; case 472: bar = 1.41; break; case 473: bar = 1.41; break; case 474: bar = 1.41; break; case 475: bar = 1.4; break; case 476: bar = 1.4; break; case 477: bar = 1.39; break; case 478: bar = 1.39; break; case 479: bar = 1.38; break; case 480: bar = 1.38; break; case 481: bar = 1.38; break; case 482: bar = 1.37; break; case 483: bar = 1.37; break; case 484: bar = 1.36; break; case 485: bar = 1.36; break; case 486: bar = 1.36; break; case 487: bar = 1.35; break; case 488: bar = 1.35; break; case 489: bar = 1.34; break; case 490: bar = 1.34; break; case 491: bar = 1.34; break; case 492: bar = 1.33; break; case 493: bar = 1.33; break; case 494: bar = 1.32; break; case 495: bar = 1.32; break; case 496: bar = 1.32; break; case 497: bar = 1.31; break; case 498: bar = 1.31; break; case 499: bar = 1.3; break; case 500: bar = 1.3; break; case 501: bar = 1.3; break; case 502: bar = 1.29; break; case 503: bar = 1.29; break; case 504: bar = 1.29; break; case 505: bar = 1.28; break; case 506: bar = 1.28; break; case 507: bar = 1.27; break; case 508: bar = 1.27; break; case 509: bar = 1.27; break; case 510: bar = 1.26; break; case 511: bar = 1.26; break; case 512: bar = 1.26; break; case 513: bar = 1.25; break; case 514: bar = 1.25; break; case 515: bar = 1.24; break; case 516: bar = 1.24; break; case 517: bar = 1.24; break; case 518: bar = 1.23; break; case 519: bar = 1.23; break; case 520: bar = 1.23; break; case 521: bar = 1.22; break; case 522: bar = 1.22; break; case 523: bar = 1.22; break; case 524: bar = 1.21; break; case 525: bar = 1.21; break; case 526: bar = 1.21; break; case 527: bar = 1.2; break; case 528: bar = 1.2; break; case 529: bar = 1.2; break; case 530: bar = 1.19; break; case 531: bar = 1.19; break; case 532: bar = 1.18; break; case 533: bar = 1.18; break; case 534: bar = 1.18; break; case 535: bar = 1.17; break; case 536: bar = 1.17; break; case 537: bar = 1.17; break; case 538: bar = 1.16; break; case 539: bar = 1.16; break; case 540: bar = 1.16; break; case 541: bar = 1.15; break; case 542: bar = 1.15; break; case 543: bar = 1.15; break; case 544: bar = 1.14; break; case 545: bar = 1.14; break; case 546: bar = 1.14; break; case 547: bar = 1.13; break; case 548: bar = 1.13; break; case 549: bar = 1.13; break; case 550: bar = 1.12; break; case 551: bar = 1.12; break; case 552: bar = 1.12; break; case 553: bar = 1.12; break; case 554: bar = 1.11; break; case 555: bar = 1.11; break; case 556: bar = 1.11; break; case 557: bar = 1.1; break; case 558: bar = 1.1; break; case 559: bar = 1.1; break; case 560: bar = 1.09; break; case 561: bar = 1.09; break; case 562: bar = 1.09; break; case 563: bar = 1.08; break; case 564: bar = 1.08; break; case 565: bar = 1.08; break; case 566: bar = 1.07; break; case 567: bar = 1.07; break; case 568: bar = 1.07; break; case 569: bar = 1.07; break; case 570: bar = 1.06; break; case 571: bar = 1.06; break; case 572: bar = 1.06; break; case 573: bar = 1.05; break; case 574: bar = 1.05; break; case 575: bar = 1.05; break; case 576: bar = 1.04; break; case 577: bar = 1.04; break; case 578: bar = 1.04; break; case 579: bar = 1.04; break; case 580: bar = 1.03; break; case 581: bar = 1.03; break; case 582: bar = 1.03; break; case 583: bar = 1.02; break; case 584: bar = 1.02; break; case 585: bar = 1.02; break; case 586: bar = 1.02; break; case 587: bar = 1.01; break; case 588: bar = 1.01; break; case 589: bar = 1.01; break; case 590: bar = 1; break; case 591: bar = 1; break; case 592: bar = 1; break; case 593: bar = 1; break; case 594: bar = 0.99; break; case 595: bar = 0.99; break; case 596: bar = 0.99; break; case 597: bar = 0.98; break; case 598: bar = 0.98; break; case 599: bar = 0.98; break; case 600: bar = 0.98; break; case 601: bar = 0.97; break; case 602: bar = 0.97; break; case 603: bar = 0.97; break; case 604: bar = 0.96; break; case 605: bar = 0.96; break; case 606: bar = 0.96; break; case 607: bar = 0.96; break; case 608: bar = 0.95; break; case 609: bar = 0.95; break; case 610: bar = 0.95; break; case 611: bar = 0.95; break; case 612: bar = 0.94; break; case 613: bar = 0.94; break; case 614: bar = 0.94; break; case 615: bar = 0.94; break; case 616: bar = 0.93; break; case 617: bar = 0.93; break; case 618: bar = 0.93; break; case 619: bar = 0.92; break; case 620: bar = 0.92; break; case 621: bar = 0.92; break; case 622: bar = 0.92; break; case 623: bar = 0.91; break; case 624: bar = 0.91; break; case 625: bar = 0.91; break; case 626: bar = 0.91; break; case 627: bar = 0.9; break; case 628: bar = 0.9; break; case 629: bar = 0.9; break; case 630: bar = 0.9; break; case 631: bar = 0.89; break; case 632: bar = 0.89; break; case 633: bar = 0.89; break; case 634: bar = 0.89; break; case 635: bar = 0.88; break; case 636: bar = 0.88; break; case 637: bar = 0.88; break; case 638: bar = 0.88; break; case 639: bar = 0.87; break; case 640: bar = 0.87; break; case 641: bar = 0.87; break; case 642: bar = 0.87; break; case 643: bar = 0.86; break; case 644: bar = 0.86; break; case 645: bar = 0.86; break; case 646: bar = 0.86; break; case 647: bar = 0.85; break; case 648: bar = 0.85; break; case 649: bar = 0.85; break; case 650: bar = 0.85; break; case 651: bar = 0.84; break; case 652: bar = 0.84; break; case 653: bar = 0.84; break; case 654: bar = 0.84; break; case 655: bar = 0.84; break; case 656: bar = 0.83; break; case 657: bar = 0.83; break; case 658: bar = 0.83; break; case 659: bar = 0.83; break; case 660: bar = 0.82; break; case 661: bar = 0.82; break; case 662: bar = 0.82; break; case 663: bar = 0.82; break; case 664: bar = 0.81; break; case 665: bar = 0.81; break; case 666: bar = 0.81; break; case 667: bar = 0.81; break; case 668: bar = 0.81; break; case 669: bar = 0.8; break; case 670: bar = 0.8; break; case 671: bar = 0.8; break; case 672: bar = 0.8; break; case 673: bar = 0.79; break; case 674: bar = 0.79; break; case 675: bar = 0.79; break; case 676: bar = 0.79; break; case 677: bar = 0.78; break; case 678: bar = 0.78; break; case 679: bar = 0.78; break; case 680: bar = 0.78; break; case 681: bar = 0.78; break; case 682: bar = 0.77; break; case 683: bar = 0.77; break; case 684: bar = 0.77; break; case 685: bar = 0.77; break; case 686: bar = 0.77; break; case 687: bar = 0.76; break; case 688: bar = 0.76; break; case 689: bar = 0.76; break; case 690: bar = 0.76; break; case 691: bar = 0.75; break; case 692: bar = 0.75; break; case 693: bar = 0.75; break; case 694: bar = 0.75; break; case 695: bar = 0.75; break; case 696: bar = 0.74; break; case 697: bar = 0.74; break; case 698: bar = 0.74; break; case 699: bar = 0.74; break; case 700: bar = 0.74; break; case 701: bar = 0.73; break; case 702: bar = 0.73; break; case 703: bar = 0.73; break; case 704: bar = 0.73; break; case 705: bar = 0.72; break; case 706: bar = 0.72; break; case 707: bar = 0.72; break; case 708: bar = 0.72; break; case 709: bar = 0.72; break; case 710: bar = 0.71; break; case 711: bar = 0.71; break; case 712: bar = 0.71; break; case 713: bar = 0.71; break; case 714: bar = 0.71; break; case 715: bar = 0.7; break; case 716: bar = 0.7; break; case 717: bar = 0.7; break; case 718: bar = 0.7; break; case 719: bar = 0.7; break; case 720: bar = 0.69; break; case 721: bar = 0.69; break; case 722: bar = 0.69; break; case 723: bar = 0.69; break; case 724: bar = 0.69; break; case 725: bar = 0.68; break; case 726: bar = 0.68; break; case 727: bar = 0.68; break; case 728: bar = 0.68; break; case 729: bar = 0.68; break; case 730: bar = 0.67; break; case 731: bar = 0.67; break; case 732: bar = 0.67; break; case 733: bar = 0.67; break; case 734: bar = 0.67; break; case 735: bar = 0.67; break; case 736: bar = 0.66; break; case 737: bar = 0.66; break; case 738: bar = 0.66; break; case 739: bar = 0.66; break; case 740: bar = 0.66; break; case 741: bar = 0.65; break; case 742: bar = 0.65; break; case 743: bar = 0.65; break; case 744: bar = 0.65; break; case 745: bar = 0.65; break; case 746: bar = 0.64; break; case 747: bar = 0.64; break; case 748: bar = 0.64; break; case 749: bar = 0.64; break; case 750: bar = 0.64; break; case 751: bar = 0.64; break; case 752: bar = 0.63; break; case 753: bar = 0.63; break; case 754: bar = 0.63; break; case 755: bar = 0.63; break; case 756: bar = 0.63; break; case 757: bar = 0.62; break; case 758: bar = 0.62; break; case 759: bar = 0.62; break; case 760: bar = 0.62; break; case 761: bar = 0.62; break; case 762: bar = 0.61; break; case 763: bar = 0.61; break; case 764: bar = 0.61; break; case 765: bar = 0.61; break; case 766: bar = 0.61; break; case 767: bar = 0.61; break; case 768: bar = 0.6; break; case 769: bar = 0.6; break; case 770: bar = 0.6; break; case 771: bar = 0.6; break; case 772: bar = 0.6; break; case 773: bar = 0.6; break; case 774: bar = 0.59; break; case 775: bar = 0.59; break; case 776: bar = 0.59; break; case 777: bar = 0.59; break; case 778: bar = 0.59; break; case 779: bar = 0.59; break; case 780: bar = 0.58; break; case 781: bar = 0.58; break; case 782: bar = 0.58; break; case 783: bar = 0.58; break; case 784: bar = 0.58; break; case 785: bar = 0.57; break; case 786: bar = 0.57; break; case 787: bar = 0.57; break; case 788: bar = 0.57; break; case 789: bar = 0.57; break; case 790: bar = 0.57; break; case 791: bar = 0.56; break; case 792: bar = 0.56; break; case 793: bar = 0.56; break; case 794: bar = 0.56; break; case 795: bar = 0.56; break; case 796: bar = 0.56; break; case 797: bar = 0.55; break; case 798: bar = 0.55; break; case 799: bar = 0.55; break; case 800: bar = 0.55; break; case 801: bar = 0.55; break; case 802: bar = 0.55; break; case 803: bar = 0.54; break; case 804: bar = 0.54; break; case 805: bar = 0.54; break; case 806: bar = 0.54; break; case 807: bar = 0.54; break; case 808: bar = 0.54; break; case 809: bar = 0.53; break; case 810: bar = 0.53; break; case 811: bar = 0.53; break; case 812: bar = 0.53; break; case 813: bar = 0.53; break; case 814: bar = 0.53; break; case 815: bar = 0.53; break; case 816: bar = 0.52; break; case 817: bar = 0.52; break; case 818: bar = 0.52; break; case 819: bar = 0.52; break; case 820: bar = 0.52; break; case 821: bar = 0.52; break; case 822: bar = 0.51; break; case 823: bar = 0.51; break; case 824: bar = 0.51; break; case 825: bar = 0.51; break; case 826: bar = 0.51; break; case 827: bar = 0.51; break; case 828: bar = 0.5; break; case 829: bar = 0.5; break; case 830: bar = 0.5; break; case 831: bar = 0.5; break; case 832: bar = 0.5; break; case 833: bar = 0.5; break; case 834: bar = 0.5; break; case 835: bar = 0.49; break; case 836: bar = 0.49; break; case 837: bar = 0.49; break; case 838: bar = 0.49; break; case 839: bar = 0.49; break; case 840: bar = 0.49; break; case 841: bar = 0.48; break; case 842: bar = 0.48; break; case 843: bar = 0.48; break; case 844: bar = 0.48; break; case 845: bar = 0.48; break; case 846: bar = 0.48; break; case 847: bar = 0.48; break; case 848: bar = 0.47; break; case 849: bar = 0.47; break; case 850: bar = 0.47; break; case 851: bar = 0.47; break; case 852: bar = 0.47; break; case 853: bar = 0.47; break; case 854: bar = 0.47; break; case 855: bar = 0.46; break; case 856: bar = 0.46; break; case 857: bar = 0.46; break; case 858: bar = 0.46; break; case 859: bar = 0.46; break; case 860: bar = 0.46; break; case 861: bar = 0.46; break; case 862: bar = 0.45; break; case 863: bar = 0.45; break; case 864: bar = 0.45; break; case 865: bar = 0.45; break; case 866: bar = 0.45; break; case 867: bar = 0.45; break; case 868: bar = 0.45; break; case 869: bar = 0.44; break; case 870: bar = 0.44; break; case 871: bar = 0.44; break; case 872: bar = 0.44; break; case 873: bar = 0.44; break; case 874: bar = 0.44; break; case 875: bar = 0.44; break; case 876: bar = 0.43; break; case 877: bar = 0.43; break; case 878: bar = 0.43; break; case 879: bar = 0.43; break; case 880: bar = 0.43; break; case 881: bar = 0.43; break; case 882: bar = 0.43; break; case 883: bar = 0.42; break; case 884: bar = 0.42; break; case 885: bar = 0.42; break; case 886: bar = 0.42; break; case 887: bar = 0.42; break; case 888: bar = 0.42; break; case 889: bar = 0.42; break; case 890: bar = 0.41; break; case 891: bar = 0.41; break; case 892: bar = 0.41; break; case 893: bar = 0.41; break; case 894: bar = 0.41; break; case 895: bar = 0.41; break; case 896: bar = 0.41; break; case 897: bar = 0.41; break; case 898: bar = 0.4; break; case 899: bar = 0.4; break; case 900: bar = 0.4; break; case 901: bar = 0.4; break; case 902: bar = 0.4; break; case 903: bar = 0.4; break; case 904: bar = 0.4; break; case 905: bar = 0.39; break; case 906: bar = 0.39; break; case 907: bar = 0.39; break; case 908: bar = 0.39; break; case 909: bar = 0.39; break; case 910: bar = 0.39; break; case 911: bar = 0.39; break; case 912: bar = 0.39; break; case 913: bar = 0.38; break; case 914: bar = 0.38; break; case 915: bar = 0.38; break; case 916: bar = 0.38; break; case 917: bar = 0.38; break; case 918: bar = 0.38; break; case 919: bar = 0.38; break; case 920: bar = 0.38; break; case 921: bar = 0.37; break; case 922: bar = 0.37; break; case 923: bar = 0.37; break; case 924: bar = 0.37; break; case 925: bar = 0.37; break; case 926: bar = 0.37; break; case 927: bar = 0.37; break; case 928: bar = 0.37; break; case 929: bar = 0.36; break; case 930: bar = 0.36; break; case 931: bar = 0.36; break; case 932: bar = 0.36; break; case 933: bar = 0.36; break; case 934: bar = 0.36; break; case 935: bar = 0.36; break; case 936: bar = 0.36; break; case 937: bar = 0.35; break; case 938: bar = 0.35; break; case 939: bar = 0.35; break; case 940: bar = 0.35; break; case 941: bar = 0.35; break; case 942: bar = 0.35; break; case 943: bar = 0.35; break; case 944: bar = 0.35; break; case 945: bar = 0.34; break; case 946: bar = 0.34; break; case 947: bar = 0.34; break; case 948: bar = 0.34; break; case 949: bar = 0.34; break; case 950: bar = 0.34; break; case 951: bar = 0.34; break; case 952: bar = 0.34; break; case 953: bar = 0.33; break; case 954: bar = 0.33; break; case 955: bar = 0.33; break; case 956: bar = 0.33; break; case 957: bar = 0.33; break; case 958: bar = 0.33; break; case 959: bar = 0.33; break; case 960: bar = 0.33; break; case 961: bar = 0.32; break; case 962: bar = 0.32; break; case 963: bar = 0.32; break; case 964: bar = 0.32; break; case 965: bar = 0.32; break; case 966: bar = 0.32; break; case 967: bar = 0.32; break; case 968: bar = 0.32; break; case 969: bar = 0.32; break; case 970: bar = 0.31; break; case 971: bar = 0.31; break; case 972: bar = 0.31; break; case 973: bar = 0.31; break; case 974: bar = 0.31; break; case 975: bar = 0.31; break; case 976: bar = 0.31; break; case 977: bar = 0.31; break; case 978: bar = 0.3; break; case 979: bar = 0.3; break; case 980: bar = 0.3; break; case 981: bar = 0.3; break; case 982: bar = 0.3; break; case 983: bar = 0.3; break; case 984: bar = 0.3; break; case 985: bar = 0.3; break; case 986: bar = 0.3; break; case 987: bar = 0.29; break; case 988: bar = 0.29; break; case 989: bar = 0.29; break; case 990: bar = 0.29; break; case 991: bar = 0.29; break; case 992: bar = 0.29; break; case 993: bar = 0.29; break; case 994: bar = 0.29; break; case 995: bar = 0.29; break; case 996: bar = 0.28; break; case 997: bar = 0.28; break; case 998: bar = 0.28; break; case 999: bar = 0.28; break; case 1000: bar = 0.28; break; case 1001: bar = 0.28; break; case 1002: bar = 0.28; break; case 1003: bar = 0.28; break; case 1004: bar = 0.28; break; case 1005: bar = 0.27; break; case 1006: bar = 0.27; break; case 1007: bar = 0.27; break; case 1008: bar = 0.27; break; case 1009: bar = 0.27; break; case 1010: bar = 0.27; break; case 1011: bar = 0.27; break; case 1012: bar = 0.27; break; case 1013: bar = 0.27; break; case 1014: bar = 0.26; break; case 1015: bar = 0.26; break; case 1016: bar = 0.26; break; case 1017: bar = 0.26; break; case 1018: bar = 0.26; break; case 1019: bar = 0.26; break; case 1020: bar = 0.26; break; case 1021: bar = 0.26; break; case 1022: bar = 0.26; break; case 1023: bar = 0.26; break; case 1024: bar = 0.25; break;
case 15: bar = 36.73; break; | case 15: bar = 36.73; break; case 16: bar = 34.92; break; case 17: bar = 33.29; break; case 18: bar = 31.82; break; case 19: bar = 30.49; break; case 20: bar = 29.27; break; case 21: bar = 28.15; break; case 22: bar = 27.12; break; case 23: bar = 26.17; break; case 24: bar = 25.29; break; case 25: bar = 24.47; break; case 26: bar = 23.71; break; case 27: bar = 22.99; break; case 28: bar = 22.32; break; case 29: bar = 21.69; break; case 30: bar = 21.1; break; case 31: bar = 20.54; break; case 32: bar = 20.02; break; case 33: bar = 19.52; break; case 34: bar = 19.04; break; case 35: bar = 18.59; break; case 36: bar = 18.16; break; case 37: bar = 17.76; break; case 38: bar = 17.37; break; case 39: bar = 17; break; case 40: bar = 16.64; break; case 41: bar = 16.3; break; case 42: bar = 15.98; break; case 43: bar = 15.67; break; case 44: bar = 15.37; break; case 45: bar = 15.08; break; case 46: bar = 14.81; break; case 47: bar = 14.54; break; case 48: bar = 14.28; break; case 49: bar = 14.04; break; case 50: bar = 13.8; break; case 51: bar = 13.57; break; case 52: bar = 13.35; break; case 53: bar = 13.13; break; case 54: bar = 12.93; break; case 55: bar = 12.73; break; case 56: bar = 12.53; break; case 57: bar = 12.34; break; case 58: bar = 12.16; break; case 59: bar = 11.98; break; case 60: bar = 11.81; break; case 61: bar = 11.65; break; case 62: bar = 11.48; break; case 63: bar = 11.33; break; case 64: bar = 11.17; break; case 65: bar = 11.02; break; case 66: bar = 10.88; break; case 67: bar = 10.74; break; case 68: bar = 10.6; break; case 69: bar = 10.47; break; case 70: bar = 10.34; break; case 71: bar = 10.21; break; case 72: bar = 10.09; break; case 73: bar = 9.97; break; case 74: bar = 9.85; break; case 75: bar = 9.73; break; case 76: bar = 9.62; break; case 77: bar = 9.51; break; case 78: bar = 9.4; break; case 79: bar = 9.3; break; case 80: bar = 9.19; break; case 81: bar = 9.09; break; case 82: bar = 9; break; case 83: bar = 8.9; break; case 84: bar = 8.81; break; case 85: bar = 8.71; break; case 86: bar = 8.62; break; case 87: bar = 8.53; break; case 88: bar = 8.45; break; case 89: bar = 8.36; break; case 90: bar = 8.28; break; case 91: bar = 8.2; break; case 92: bar = 8.12; break; case 93: bar = 8.04; break; case 94: bar = 7.96; break; case 95: bar = 7.89; break; case 96: bar = 7.81; break; case 97: bar = 7.74; break; case 98: bar = 7.67; break; case 99: bar = 7.6; break; case 100: bar = 7.53; break; case 101: bar = 7.46; break; case 102: bar = 7.4; break; case 103: bar = 7.33; break; case 104: bar = 7.27; break; case 105: bar = 7.2; break; case 106: bar = 7.14; break; case 107: bar = 7.08; break; case 108: bar = 7.02; break; case 109: bar = 6.96; break; case 110: bar = 6.9; break; case 111: bar = 6.85; break; case 112: bar = 6.79; break; case 113: bar = 6.74; break; case 114: bar = 6.68; break; case 115: bar = 6.63; break; case 116: bar = 6.57; break; case 117: bar = 6.52; break; case 118: bar = 6.47; break; case 119: bar = 6.42; break; case 120: bar = 6.37; break; case 121: bar = 6.32; break; case 122: bar = 6.27; break; case 123: bar = 6.23; break; case 124: bar = 6.18; break; case 125: bar = 6.13; break; case 126: bar = 6.09; break; case 127: bar = 6.04; break; case 128: bar = 6; break; case 129: bar = 5.95; break; case 130: bar = 5.91; break; case 131: bar = 5.87; break; case 132: bar = 5.83; break; case 133: bar = 5.79; break; case 134: bar = 5.75; break; case 135: bar = 5.71; break; case 136: bar = 5.67; break; case 137: bar = 5.63; break; case 138: bar = 5.59; break; case 139: bar = 5.55; break; case 140: bar = 5.51; break; case 141: bar = 5.47; break; case 142: bar = 5.44; break; case 143: bar = 5.4; break; case 144: bar = 5.37; break; case 145: bar = 5.33; break; case 146: bar = 5.3; break; case 147: bar = 5.26; break; case 148: bar = 5.23; break; case 149: bar = 5.19; break; case 150: bar = 5.16; break; case 151: bar = 5.13; break; case 152: bar = 5.09; break; case 153: bar = 5.06; break; case 154: bar = 5.03; break; case 155: bar = 5; break; case 156: bar = 4.97; break; case 157: bar = 4.94; break; case 158: bar = 4.91; break; case 159: bar = 4.88; break; case 160: bar = 4.85; break; case 161: bar = 4.82; break; case 162: bar = 4.79; break; case 163: bar = 4.76; break; case 164: bar = 4.73; break; case 165: bar = 4.7; break; case 166: bar = 4.68; break; case 167: bar = 4.65; break; case 168: bar = 4.62; break; case 169: bar = 4.59; break; case 170: bar = 4.57; break; case 171: bar = 4.54; break; case 172: bar = 4.52; break; case 173: bar = 4.49; break; case 174: bar = 4.46; break; case 175: bar = 4.44; break; case 176: bar = 4.41; break; case 177: bar = 4.39; break; case 178: bar = 4.36; break; case 179: bar = 4.34; break; case 180: bar = 4.32; break; case 181: bar = 4.29; break; case 182: bar = 4.27; break; case 183: bar = 4.25; break; case 184: bar = 4.22; break; case 185: bar = 4.2; break; case 186: bar = 4.18; break; case 187: bar = 4.15; break; case 188: bar = 4.13; break; case 189: bar = 4.11; break; case 190: bar = 4.09; break; case 191: bar = 4.07; break; case 192: bar = 4.05; break; case 193: bar = 4.02; break; case 194: bar = 4; break; case 195: bar = 3.98; break; case 196: bar = 3.96; break; case 197: bar = 3.94; break; case 198: bar = 3.92; break; case 199: bar = 3.9; break; case 200: bar = 3.88; break; case 201: bar = 3.86; break; case 202: bar = 3.84; break; case 203: bar = 3.82; break; case 204: bar = 3.8; break; case 205: bar = 3.78; break; case 206: bar = 3.77; break; case 207: bar = 3.75; break; case 208: bar = 3.73; break; case 209: bar = 3.71; break; case 210: bar = 3.69; break; case 211: bar = 3.67; break; case 212: bar = 3.66; break; case 213: bar = 3.64; break; case 214: bar = 3.62; break; case 215: bar = 3.6; break; case 216: bar = 3.59; break; case 217: bar = 3.57; break; case 218: bar = 3.55; break; case 219: bar = 3.53; break; case 220: bar = 3.52; break; case 221: bar = 3.5; break; case 222: bar = 3.48; break; case 223: bar = 3.47; break; case 224: bar = 3.45; break; case 225: bar = 3.44; break; case 226: bar = 3.42; break; case 227: bar = 3.4; break; case 228: bar = 3.39; break; case 229: bar = 3.37; break; case 230: bar = 3.36; break; case 231: bar = 3.34; break; case 232: bar = 3.33; break; case 233: bar = 3.31; break; case 234: bar = 3.3; break; case 235: bar = 3.28; break; case 236: bar = 3.27; break; case 237: bar = 3.25; break; case 238: bar = 3.24; break; case 239: bar = 3.22; break; case 240: bar = 3.21; break; case 241: bar = 3.19; break; case 242: bar = 3.18; break; case 243: bar = 3.17; break; case 244: bar = 3.15; break; case 245: bar = 3.14; break; case 246: bar = 3.12; break; case 247: bar = 3.11; break; case 248: bar = 3.1; break; case 249: bar = 3.08; break; case 250: bar = 3.07; break; case 251: bar = 3.06; break; case 252: bar = 3.04; break; case 253: bar = 3.03; break; case 254: bar = 3.02; break; case 255: bar = 3.01; break; case 256: bar = 2.99; break; case 257: bar = 2.98; break; case 258: bar = 2.97; break; case 259: bar = 2.96; break; case 260: bar = 2.94; break; case 261: bar = 2.93; break; case 262: bar = 2.92; break; case 263: bar = 2.91; break; case 264: bar = 2.89; break; case 265: bar = 2.88; break; case 266: bar = 2.87; break; case 267: bar = 2.86; break; case 268: bar = 2.85; break; case 269: bar = 2.83; break; case 270: bar = 2.82; break; case 271: bar = 2.81; break; case 272: bar = 2.8; break; case 273: bar = 2.79; break; case 274: bar = 2.78; break; case 275: bar = 2.77; break; case 276: bar = 2.76; break; case 277: bar = 2.74; break; case 278: bar = 2.73; break; case 279: bar = 2.72; break; case 280: bar = 2.71; break; case 281: bar = 2.7; break; case 282: bar = 2.69; break; case 283: bar = 2.68; break; case 284: bar = 2.67; break; case 285: bar = 2.66; break; case 286: bar = 2.65; break; case 287: bar = 2.64; break; case 288: bar = 2.63; break; case 289: bar = 2.62; break; case 290: bar = 2.61; break; case 291: bar = 2.6; break; case 292: bar = 2.59; break; case 293: bar = 2.58; break; case 294: bar = 2.57; break; case 295: bar = 2.56; break; case 296: bar = 2.55; break; case 297: bar = 2.54; break; case 298: bar = 2.53; break; case 299: bar = 2.52; break; case 300: bar = 2.51; break; case 301: bar = 2.5; break; case 302: bar = 2.49; break; case 303: bar = 2.48; break; case 304: bar = 2.47; break; case 305: bar = 2.46; break; case 306: bar = 2.45; break; case 307: bar = 2.44; break; case 308: bar = 2.43; break; case 309: bar = 2.42; break; case 310: bar = 2.41; break; case 311: bar = 2.41; break; case 312: bar = 2.4; break; case 313: bar = 2.39; break; case 314: bar = 2.38; break; case 315: bar = 2.37; break; case 316: bar = 2.36; break; case 317: bar = 2.35; break; case 318: bar = 2.34; break; case 319: bar = 2.34; break; case 320: bar = 2.33; break; case 321: bar = 2.32; break; case 322: bar = 2.31; break; case 323: bar = 2.3; break; case 324: bar = 2.29; break; case 325: bar = 2.28; break; case 326: bar = 2.28; break; case 327: bar = 2.27; break; case 328: bar = 2.26; break; case 329: bar = 2.25; break; case 330: bar = 2.24; break; case 331: bar = 2.24; break; case 332: bar = 2.23; break; case 333: bar = 2.22; break; case 334: bar = 2.21; break; case 335: bar = 2.2; break; case 336: bar = 2.2; break; case 337: bar = 2.19; break; case 338: bar = 2.18; break; case 339: bar = 2.17; break; case 340: bar = 2.17; break; case 341: bar = 2.16; break; case 342: bar = 2.15; break; case 343: bar = 2.14; break; case 344: bar = 2.13; break; case 345: bar = 2.13; break; case 346: bar = 2.12; break; case 347: bar = 2.11; break; case 348: bar = 2.11; break; case 349: bar = 2.1; break; case 350: bar = 2.09; break; case 351: bar = 2.08; break; case 352: bar = 2.08; break; case 353: bar = 2.07; break; case 354: bar = 2.06; break; case 355: bar = 2.05; break; case 356: bar = 2.05; break; case 357: bar = 2.04; break; case 358: bar = 2.03; break; case 359: bar = 2.03; break; case 360: bar = 2.02; break; case 361: bar = 2.01; break; case 362: bar = 2.01; break; case 363: bar = 2; break; case 364: bar = 1.99; break; case 365: bar = 1.99; break; case 366: bar = 1.98; break; case 367: bar = 1.97; break; case 368: bar = 1.97; break; case 369: bar = 1.96; break; case 370: bar = 1.95; break; case 371: bar = 1.95; break; case 372: bar = 1.94; break; case 373: bar = 1.93; break; case 374: bar = 1.93; break; case 375: bar = 1.92; break; case 376: bar = 1.91; break; case 377: bar = 1.91; break; case 378: bar = 1.9; break; case 379: bar = 1.89; break; case 380: bar = 1.89; break; case 381: bar = 1.88; break; case 382: bar = 1.88; break; case 383: bar = 1.87; break; case 384: bar = 1.86; break; case 385: bar = 1.86; break; case 386: bar = 1.85; break; case 387: bar = 1.85; break; case 388: bar = 1.84; break; case 389: bar = 1.83; break; case 390: bar = 1.83; break; case 391: bar = 1.82; break; case 392: bar = 1.82; break; case 393: bar = 1.81; break; case 394: bar = 1.8; break; case 395: bar = 1.8; break; case 396: bar = 1.79; break; case 397: bar = 1.79; break; case 398: bar = 1.78; break; case 399: bar = 1.77; break; case 400: bar = 1.77; break; case 401: bar = 1.76; break; case 402: bar = 1.76; break; case 403: bar = 1.75; break; case 404: bar = 1.75; break; case 405: bar = 1.74; break; case 406: bar = 1.73; break; case 407: bar = 1.73; break; case 408: bar = 1.72; break; case 409: bar = 1.72; break; case 410: bar = 1.71; break; case 411: bar = 1.71; break; case 412: bar = 1.7; break; case 413: bar = 1.7; break; case 414: bar = 1.69; break; case 415: bar = 1.69; break; case 416: bar = 1.68; break; case 417: bar = 1.67; break; case 418: bar = 1.67; break; case 419: bar = 1.66; break; case 420: bar = 1.66; break; case 421: bar = 1.65; break; case 422: bar = 1.65; break; case 423: bar = 1.64; break; case 424: bar = 1.64; break; case 425: bar = 1.63; break; case 426: bar = 1.63; break; case 427: bar = 1.62; break; case 428: bar = 1.62; break; case 429: bar = 1.61; break; case 430: bar = 1.61; break; case 431: bar = 1.6; break; case 432: bar = 1.6; break; case 433: bar = 1.59; break; case 434: bar = 1.59; break; case 435: bar = 1.58; break; case 436: bar = 1.58; break; case 437: bar = 1.57; break; case 438: bar = 1.57; break; case 439: bar = 1.56; break; case 440: bar = 1.56; break; case 441: bar = 1.55; break; case 442: bar = 1.55; break; case 443: bar = 1.54; break; case 444: bar = 1.54; break; case 445: bar = 1.53; break; case 446: bar = 1.53; break; case 447: bar = 1.53; break; case 448: bar = 1.52; break; case 449: bar = 1.52; break; case 450: bar = 1.51; break; case 451: bar = 1.51; break; case 452: bar = 1.5; break; case 453: bar = 1.5; break; case 454: bar = 1.49; break; case 455: bar = 1.49; break; case 456: bar = 1.48; break; case 457: bar = 1.48; break; case 458: bar = 1.47; break; case 459: bar = 1.47; break; case 460: bar = 1.47; break; case 461: bar = 1.46; break; case 462: bar = 1.46; break; case 463: bar = 1.45; break; case 464: bar = 1.45; break; case 465: bar = 1.44; break; case 466: bar = 1.44; break; case 467: bar = 1.44; break; case 468: bar = 1.43; break; case 469: bar = 1.43; break; case 470: bar = 1.42; break; case 471: bar = 1.42; break; case 472: bar = 1.41; break; case 473: bar = 1.41; break; case 474: bar = 1.41; break; case 475: bar = 1.4; break; case 476: bar = 1.4; break; case 477: bar = 1.39; break; case 478: bar = 1.39; break; case 479: bar = 1.38; break; case 480: bar = 1.38; break; case 481: bar = 1.38; break; case 482: bar = 1.37; break; case 483: bar = 1.37; break; case 484: bar = 1.36; break; case 485: bar = 1.36; break; case 486: bar = 1.36; break; case 487: bar = 1.35; break; case 488: bar = 1.35; break; case 489: bar = 1.34; break; case 490: bar = 1.34; break; case 491: bar = 1.34; break; case 492: bar = 1.33; break; case 493: bar = 1.33; break; case 494: bar = 1.32; break; case 495: bar = 1.32; break; case 496: bar = 1.32; break; case 497: bar = 1.31; break; case 498: bar = 1.31; break; case 499: bar = 1.3; break; case 500: bar = 1.3; break; case 501: bar = 1.3; break; case 502: bar = 1.29; break; case 503: bar = 1.29; break; case 504: bar = 1.29; break; case 505: bar = 1.28; break; case 506: bar = 1.28; break; case 507: bar = 1.27; break; case 508: bar = 1.27; break; case 509: bar = 1.27; break; case 510: bar = 1.26; break; case 511: bar = 1.26; break; case 512: bar = 1.26; break; case 513: bar = 1.25; break; case 514: bar = 1.25; break; case 515: bar = 1.24; break; case 516: bar = 1.24; break; case 517: bar = 1.24; break; case 518: bar = 1.23; break; case 519: bar = 1.23; break; case 520: bar = 1.23; break; case 521: bar = 1.22; break; case 522: bar = 1.22; break; case 523: bar = 1.22; break; case 524: bar = 1.21; break; case 525: bar = 1.21; break; case 526: bar = 1.21; break; case 527: bar = 1.2; break; case 528: bar = 1.2; break; case 529: bar = 1.2; break; case 530: bar = 1.19; break; case 531: bar = 1.19; break; case 532: bar = 1.18; break; case 533: bar = 1.18; break; case 534: bar = 1.18; break; case 535: bar = 1.17; break; case 536: bar = 1.17; break; case 537: bar = 1.17; break; case 538: bar = 1.16; break; case 539: bar = 1.16; break; case 540: bar = 1.16; break; case 541: bar = 1.15; break; case 542: bar = 1.15; break; case 543: bar = 1.15; break; case 544: bar = 1.14; break; case 545: bar = 1.14; break; case 546: bar = 1.14; break; case 547: bar = 1.13; break; case 548: bar = 1.13; break; case 549: bar = 1.13; break; case 550: bar = 1.12; break; case 551: bar = 1.12; break; case 552: bar = 1.12; break; case 553: bar = 1.12; break; case 554: bar = 1.11; break; case 555: bar = 1.11; break; case 556: bar = 1.11; break; case 557: bar = 1.1; break; case 558: bar = 1.1; break; case 559: bar = 1.1; break; case 560: bar = 1.09; break; case 561: bar = 1.09; break; case 562: bar = 1.09; break; case 563: bar = 1.08; break; case 564: bar = 1.08; break; case 565: bar = 1.08; break; case 566: bar = 1.07; break; case 567: bar = 1.07; break; case 568: bar = 1.07; break; case 569: bar = 1.07; break; case 570: bar = 1.06; break; case 571: bar = 1.06; break; case 572: bar = 1.06; break; case 573: bar = 1.05; break; case 574: bar = 1.05; break; case 575: bar = 1.05; break; case 576: bar = 1.04; break; case 577: bar = 1.04; break; case 578: bar = 1.04; break; case 579: bar = 1.04; break; case 580: bar = 1.03; break; case 581: bar = 1.03; break; case 582: bar = 1.03; break; case 583: bar = 1.02; break; case 584: bar = 1.02; break; case 585: bar = 1.02; break; case 586: bar = 1.02; break; case 587: bar = 1.01; break; case 588: bar = 1.01; break; case 589: bar = 1.01; break; case 590: bar = 1; break; case 591: bar = 1; break; case 592: bar = 1; break; case 593: bar = 1; break; case 594: bar = 0.99; break; case 595: bar = 0.99; break; case 596: bar = 0.99; break; case 597: bar = 0.98; break; case 598: bar = 0.98; break; case 599: bar = 0.98; break; case 600: bar = 0.98; break; case 601: bar = 0.97; break; case 602: bar = 0.97; break; case 603: bar = 0.97; break; case 604: bar = 0.96; break; case 605: bar = 0.96; break; case 606: bar = 0.96; break; case 607: bar = 0.96; break; case 608: bar = 0.95; break; case 609: bar = 0.95; break; case 610: bar = 0.95; break; case 611: bar = 0.95; break; case 612: bar = 0.94; break; case 613: bar = 0.94; break; case 614: bar = 0.94; break; case 615: bar = 0.94; break; case 616: bar = 0.93; break; case 617: bar = 0.93; break; case 618: bar = 0.93; break; case 619: bar = 0.92; break; case 620: bar = 0.92; break; case 621: bar = 0.92; break; case 622: bar = 0.92; break; case 623: bar = 0.91; break; case 624: bar = 0.91; break; case 625: bar = 0.91; break; case 626: bar = 0.91; break; case 627: bar = 0.9; break; case 628: bar = 0.9; break; case 629: bar = 0.9; break; case 630: bar = 0.9; break; case 631: bar = 0.89; break; case 632: bar = 0.89; break; case 633: bar = 0.89; break; case 634: bar = 0.89; break; case 635: bar = 0.88; break; case 636: bar = 0.88; break; case 637: bar = 0.88; break; case 638: bar = 0.88; break; case 639: bar = 0.87; break; case 640: bar = 0.87; break; case 641: bar = 0.87; break; case 642: bar = 0.87; break; case 643: bar = 0.86; break; case 644: bar = 0.86; break; case 645: bar = 0.86; break; case 646: bar = 0.86; break; case 647: bar = 0.85; break; case 648: bar = 0.85; break; case 649: bar = 0.85; break; case 650: bar = 0.85; break; case 651: bar = 0.84; break; case 652: bar = 0.84; break; case 653: bar = 0.84; break; case 654: bar = 0.84; break; case 655: bar = 0.84; break; case 656: bar = 0.83; break; case 657: bar = 0.83; break; case 658: bar = 0.83; break; case 659: bar = 0.83; break; case 660: bar = 0.82; break; case 661: bar = 0.82; break; case 662: bar = 0.82; break; case 663: bar = 0.82; break; case 664: bar = 0.81; break; case 665: bar = 0.81; break; case 666: bar = 0.81; break; case 667: bar = 0.81; break; case 668: bar = 0.81; break; case 669: bar = 0.8; break; case 670: bar = 0.8; break; case 671: bar = 0.8; break; case 672: bar = 0.8; break; case 673: bar = 0.79; break; case 674: bar = 0.79; break; case 675: bar = 0.79; break; case 676: bar = 0.79; break; case 677: bar = 0.78; break; case 678: bar = 0.78; break; case 679: bar = 0.78; break; case 680: bar = 0.78; break; case 681: bar = 0.78; break; case 682: bar = 0.77; break; case 683: bar = 0.77; break; case 684: bar = 0.77; break; case 685: bar = 0.77; break; case 686: bar = 0.77; break; case 687: bar = 0.76; break; case 688: bar = 0.76; break; case 689: bar = 0.76; break; case 690: bar = 0.76; break; case 691: bar = 0.75; break; case 692: bar = 0.75; break; case 693: bar = 0.75; break; case 694: bar = 0.75; break; case 695: bar = 0.75; break; case 696: bar = 0.74; break; case 697: bar = 0.74; break; case 698: bar = 0.74; break; case 699: bar = 0.74; break; case 700: bar = 0.74; break; case 701: bar = 0.73; break; case 702: bar = 0.73; break; case 703: bar = 0.73; break; case 704: bar = 0.73; break; case 705: bar = 0.72; break; case 706: bar = 0.72; break; case 707: bar = 0.72; break; case 708: bar = 0.72; break; case 709: bar = 0.72; break; case 710: bar = 0.71; break; case 711: bar = 0.71; break; case 712: bar = 0.71; break; case 713: bar = 0.71; break; case 714: bar = 0.71; break; case 715: bar = 0.7; break; case 716: bar = 0.7; break; case 717: bar = 0.7; break; case 718: bar = 0.7; break; case 719: bar = 0.7; break; case 720: bar = 0.69; break; case 721: bar = 0.69; break; case 722: bar = 0.69; break; case 723: bar = 0.69; break; case 724: bar = 0.69; break; case 725: bar = 0.68; break; case 726: bar = 0.68; break; case 727: bar = 0.68; break; case 728: bar = 0.68; break; case 729: bar = 0.68; break; case 730: bar = 0.67; break; case 731: bar = 0.67; break; case 732: bar = 0.67; break; case 733: bar = 0.67; break; case 734: bar = 0.67; break; case 735: bar = 0.67; break; case 736: bar = 0.66; break; case 737: bar = 0.66; break; case 738: bar = 0.66; break; case 739: bar = 0.66; break; case 740: bar = 0.66; break; case 741: bar = 0.65; break; case 742: bar = 0.65; break; case 743: bar = 0.65; break; case 744: bar = 0.65; break; case 745: bar = 0.65; break; case 746: bar = 0.64; break; case 747: bar = 0.64; break; case 748: bar = 0.64; break; case 749: bar = 0.64; break; case 750: bar = 0.64; break; case 751: bar = 0.64; break; case 752: bar = 0.63; break; case 753: bar = 0.63; break; case 754: bar = 0.63; break; case 755: bar = 0.63; break; case 756: bar = 0.63; break; case 757: bar = 0.62; break; case 758: bar = 0.62; break; case 759: bar = 0.62; break; case 760: bar = 0.62; break; case 761: bar = 0.62; break; case 762: bar = 0.61; break; case 763: bar = 0.61; break; case 764: bar = 0.61; break; case 765: bar = 0.61; break; case 766: bar = 0.61; break; case 767: bar = 0.61; break; case 768: bar = 0.6; break; case 769: bar = 0.6; break; case 770: bar = 0.6; break; case 771: bar = 0.6; break; case 772: bar = 0.6; break; case 773: bar = 0.6; break; case 774: bar = 0.59; break; case 775: bar = 0.59; break; case 776: bar = 0.59; break; case 777: bar = 0.59; break; case 778: bar = 0.59; break; case 779: bar = 0.59; break; case 780: bar = 0.58; break; case 781: bar = 0.58; break; case 782: bar = 0.58; break; case 783: bar = 0.58; break; case 784: bar = 0.58; break; case 785: bar = 0.57; break; case 786: bar = 0.57; break; case 787: bar = 0.57; break; case 788: bar = 0.57; break; case 789: bar = 0.57; break; case 790: bar = 0.57; break; case 791: bar = 0.56; break; case 792: bar = 0.56; break; case 793: bar = 0.56; break; case 794: bar = 0.56; break; case 795: bar = 0.56; break; case 796: bar = 0.56; break; case 797: bar = 0.55; break; case 798: bar = 0.55; break; case 799: bar = 0.55; break; case 800: bar = 0.55; break; case 801: bar = 0.55; break; case 802: bar = 0.55; break; case 803: bar = 0.54; break; case 804: bar = 0.54; break; case 805: bar = 0.54; break; case 806: bar = 0.54; break; case 807: bar = 0.54; break; case 808: bar = 0.54; break; case 809: bar = 0.53; break; case 810: bar = 0.53; break; case 811: bar = 0.53; break; case 812: bar = 0.53; break; case 813: bar = 0.53; break; case 814: bar = 0.53; break; case 815: bar = 0.53; break; case 816: bar = 0.52; break; case 817: bar = 0.52; break; case 818: bar = 0.52; break; case 819: bar = 0.52; break; case 820: bar = 0.52; break; case 821: bar = 0.52; break; case 822: bar = 0.51; break; case 823: bar = 0.51; break; case 824: bar = 0.51; break; case 825: bar = 0.51; break; case 826: bar = 0.51; break; case 827: bar = 0.51; break; case 828: bar = 0.5; break; case 829: bar = 0.5; break; case 830: bar = 0.5; break; case 831: bar = 0.5; break; case 832: bar = 0.5; break; case 833: bar = 0.5; break; case 834: bar = 0.5; break; case 835: bar = 0.49; break; case 836: bar = 0.49; break; case 837: bar = 0.49; break; case 838: bar = 0.49; break; case 839: bar = 0.49; break; case 840: bar = 0.49; break; case 841: bar = 0.48; break; case 842: bar = 0.48; break; case 843: bar = 0.48; break; case 844: bar = 0.48; break; case 845: bar = 0.48; break; case 846: bar = 0.48; break; case 847: bar = 0.48; break; case 848: bar = 0.47; break; case 849: bar = 0.47; break; case 850: bar = 0.47; break; case 851: bar = 0.47; break; case 852: bar = 0.47; break; case 853: bar = 0.47; break; case 854: bar = 0.47; break; case 855: bar = 0.46; break; case 856: bar = 0.46; break; case 857: bar = 0.46; break; case 858: bar = 0.46; break; case 859: bar = 0.46; break; case 860: bar = 0.46; break; case 861: bar = 0.46; break; case 862: bar = 0.45; break; case 863: bar = 0.45; break; case 864: bar = 0.45; break; case 865: bar = 0.45; break; case 866: bar = 0.45; break; case 867: bar = 0.45; break; case 868: bar = 0.45; break; case 869: bar = 0.44; break; case 870: bar = 0.44; break; case 871: bar = 0.44; break; case 872: bar = 0.44; break; case 873: bar = 0.44; break; case 874: bar = 0.44; break; case 875: bar = 0.44; break; case 876: bar = 0.43; break; case 877: bar = 0.43; break; case 878: bar = 0.43; break; case 879: bar = 0.43; break; case 880: bar = 0.43; break; case 881: bar = 0.43; break; case 882: bar = 0.43; break; case 883: bar = 0.42; break; case 884: bar = 0.42; break; case 885: bar = 0.42; break; case 886: bar = 0.42; break; case 887: bar = 0.42; break; case 888: bar = 0.42; break; case 889: bar = 0.42; break; case 890: bar = 0.41; break; case 891: bar = 0.41; break; case 892: bar = 0.41; break; case 893: bar = 0.41; break; case 894: bar = 0.41; break; case 895: bar = 0.41; break; case 896: bar = 0.41; break; case 897: bar = 0.41; break; case 898: bar = 0.4; break; case 899: bar = 0.4; break; case 900: bar = 0.4; break; case 901: bar = 0.4; break; case 902: bar = 0.4; break; case 903: bar = 0.4; break; case 904: bar = 0.4; break; case 905: bar = 0.39; break; case 906: bar = 0.39; break; case 907: bar = 0.39; break; case 908: bar = 0.39; break; case 909: bar = 0.39; break; case 910: bar = 0.39; break; case 911: bar = 0.39; break; case 912: bar = 0.39; break; case 913: bar = 0.38; break; case 914: bar = 0.38; break; case 915: bar = 0.38; break; case 916: bar = 0.38; break; case 917: bar = 0.38; break; case 918: bar = 0.38; break; case 919: bar = 0.38; break; case 920: bar = 0.38; break; case 921: bar = 0.37; break; case 922: bar = 0.37; break; case 923: bar = 0.37; break; case 924: bar = 0.37; break; case 925: bar = 0.37; break; case 926: bar = 0.37; break; case 927: bar = 0.37; break; case 928: bar = 0.37; break; case 929: bar = 0.36; break; case 930: bar = 0.36; break; case 931: bar = 0.36; break; case 932: bar = 0.36; break; case 933: bar = 0.36; break; case 934: bar = 0.36; break; case 935: bar = 0.36; break; case 936: bar = 0.36; break; case 937: bar = 0.35; break; case 938: bar = 0.35; break; case 939: bar = 0.35; break; case 940: bar = 0.35; break; case 941: bar = 0.35; break; case 942: bar = 0.35; break; case 943: bar = 0.35; break; case 944: bar = 0.35; break; case 945: bar = 0.34; break; case 946: bar = 0.34; break; case 947: bar = 0.34; break; case 948: bar = 0.34; break; case 949: bar = 0.34; break; case 950: bar = 0.34; break; case 951: bar = 0.34; break; case 952: bar = 0.34; break; case 953: bar = 0.33; break; case 954: bar = 0.33; break; case 955: bar = 0.33; break; case 956: bar = 0.33; break; case 957: bar = 0.33; break; case 958: bar = 0.33; break; case 959: bar = 0.33; break; case 960: bar = 0.33; break; case 961: bar = 0.32; break; case 962: bar = 0.32; break; case 963: bar = 0.32; break; case 964: bar = 0.32; break; case 965: bar = 0.32; break; case 966: bar = 0.32; break; case 967: bar = 0.32; break; case 968: bar = 0.32; break; case 969: bar = 0.32; break; case 970: bar = 0.31; break; case 971: bar = 0.31; break; case 972: bar = 0.31; break; case 973: bar = 0.31; break; case 974: bar = 0.31; break; case 975: bar = 0.31; break; case 976: bar = 0.31; break; case 977: bar = 0.31; break; case 978: bar = 0.3; break; case 979: bar = 0.3; break; case 980: bar = 0.3; break; case 981: bar = 0.3; break; case 982: bar = 0.3; break; case 983: bar = 0.3; break; case 984: bar = 0.3; break; case 985: bar = 0.3; break; case 986: bar = 0.3; break; case 987: bar = 0.29; break; case 988: bar = 0.29; break; case 989: bar = 0.29; break; case 990: bar = 0.29; break; case 991: bar = 0.29; break; case 992: bar = 0.29; break; case 993: bar = 0.29; break; case 994: bar = 0.29; break; case 995: bar = 0.29; break; case 996: bar = 0.28; break; case 997: bar = 0.28; break; case 998: bar = 0.28; break; case 999: bar = 0.28; break; case 1000: bar = 0.28; break; case 1001: bar = 0.28; break; case 1002: bar = 0.28; break; case 1003: bar = 0.28; break; case 1004: bar = 0.28; break; case 1005: bar = 0.27; break; case 1006: bar = 0.27; break; case 1007: bar = 0.27; break; case 1008: bar = 0.27; break; case 1009: bar = 0.27; break; case 1010: bar = 0.27; break; case 1011: bar = 0.27; break; case 1012: bar = 0.27; break; case 1013: bar = 0.27; break; case 1014: bar = 0.26; break; case 1015: bar = 0.26; break; case 1016: bar = 0.26; break; case 1017: bar = 0.26; break; case 1018: bar = 0.26; break; case 1019: bar = 0.26; break; case 1020: bar = 0.26; break; case 1021: bar = 0.26; break; case 1022: bar = 0.26; break; case 1023: bar = 0.26; break; case 1024: bar = 0.25; break;
case 16: bar = 34.92; break; | case 16: bar = 34.92; break; case 17: bar = 33.29; break; case 18: bar = 31.82; break; case 19: bar = 30.49; break; case 20: bar = 29.27; break; case 21: bar = 28.15; break; case 22: bar = 27.12; break; case 23: bar = 26.17; break; case 24: bar = 25.29; break; case 25: bar = 24.47; break; case 26: bar = 23.71; break; case 27: bar = 22.99; break; case 28: bar = 22.32; break; case 29: bar = 21.69; break; case 30: bar = 21.1; break; case 31: bar = 20.54; break; case 32: bar = 20.02; break; case 33: bar = 19.52; break; case 34: bar = 19.04; break; case 35: bar = 18.59; break; case 36: bar = 18.16; break; case 37: bar = 17.76; break; case 38: bar = 17.37; break; case 39: bar = 17; break; case 40: bar = 16.64; break; case 41: bar = 16.3; break; case 42: bar = 15.98; break; case 43: bar = 15.67; break; case 44: bar = 15.37; break; case 45: bar = 15.08; break; case 46: bar = 14.81; break; case 47: bar = 14.54; break; case 48: bar = 14.28; break; case 49: bar = 14.04; break; case 50: bar = 13.8; break; case 51: bar = 13.57; break; case 52: bar = 13.35; break; case 53: bar = 13.13; break; case 54: bar = 12.93; break; case 55: bar = 12.73; break; case 56: bar = 12.53; break; case 57: bar = 12.34; break; case 58: bar = 12.16; break; case 59: bar = 11.98; break; case 60: bar = 11.81; break; case 61: bar = 11.65; break; case 62: bar = 11.48; break; case 63: bar = 11.33; break; case 64: bar = 11.17; break; case 65: bar = 11.02; break; case 66: bar = 10.88; break; case 67: bar = 10.74; break; case 68: bar = 10.6; break; case 69: bar = 10.47; break; case 70: bar = 10.34; break; case 71: bar = 10.21; break; case 72: bar = 10.09; break; case 73: bar = 9.97; break; case 74: bar = 9.85; break; case 75: bar = 9.73; break; case 76: bar = 9.62; break; case 77: bar = 9.51; break; case 78: bar = 9.4; break; case 79: bar = 9.3; break; case 80: bar = 9.19; break; case 81: bar = 9.09; break; case 82: bar = 9; break; case 83: bar = 8.9; break; case 84: bar = 8.81; break; case 85: bar = 8.71; break; case 86: bar = 8.62; break; case 87: bar = 8.53; break; case 88: bar = 8.45; break; case 89: bar = 8.36; break; case 90: bar = 8.28; break; case 91: bar = 8.2; break; case 92: bar = 8.12; break; case 93: bar = 8.04; break; case 94: bar = 7.96; break; case 95: bar = 7.89; break; case 96: bar = 7.81; break; case 97: bar = 7.74; break; case 98: bar = 7.67; break; case 99: bar = 7.6; break; case 100: bar = 7.53; break; case 101: bar = 7.46; break; case 102: bar = 7.4; break; case 103: bar = 7.33; break; case 104: bar = 7.27; break; case 105: bar = 7.2; break; case 106: bar = 7.14; break; case 107: bar = 7.08; break; case 108: bar = 7.02; break; case 109: bar = 6.96; break; case 110: bar = 6.9; break; case 111: bar = 6.85; break; case 112: bar = 6.79; break; case 113: bar = 6.74; break; case 114: bar = 6.68; break; case 115: bar = 6.63; break; case 116: bar = 6.57; break; case 117: bar = 6.52; break; case 118: bar = 6.47; break; case 119: bar = 6.42; break; case 120: bar = 6.37; break; case 121: bar = 6.32; break; case 122: bar = 6.27; break; case 123: bar = 6.23; break; case 124: bar = 6.18; break; case 125: bar = 6.13; break; case 126: bar = 6.09; break; case 127: bar = 6.04; break; case 128: bar = 6; break; case 129: bar = 5.95; break; case 130: bar = 5.91; break; case 131: bar = 5.87; break; case 132: bar = 5.83; break; case 133: bar = 5.79; break; case 134: bar = 5.75; break; case 135: bar = 5.71; break; case 136: bar = 5.67; break; case 137: bar = 5.63; break; case 138: bar = 5.59; break; case 139: bar = 5.55; break; case 140: bar = 5.51; break; case 141: bar = 5.47; break; case 142: bar = 5.44; break; case 143: bar = 5.4; break; case 144: bar = 5.37; break; case 145: bar = 5.33; break; case 146: bar = 5.3; break; case 147: bar = 5.26; break; case 148: bar = 5.23; break; case 149: bar = 5.19; break; case 150: bar = 5.16; break; case 151: bar = 5.13; break; case 152: bar = 5.09; break; case 153: bar = 5.06; break; case 154: bar = 5.03; break; case 155: bar = 5; break; case 156: bar = 4.97; break; case 157: bar = 4.94; break; case 158: bar = 4.91; break; case 159: bar = 4.88; break; case 160: bar = 4.85; break; case 161: bar = 4.82; break; case 162: bar = 4.79; break; case 163: bar = 4.76; break; case 164: bar = 4.73; break; case 165: bar = 4.7; break; case 166: bar = 4.68; break; case 167: bar = 4.65; break; case 168: bar = 4.62; break; case 169: bar = 4.59; break; case 170: bar = 4.57; break; case 171: bar = 4.54; break; case 172: bar = 4.52; break; case 173: bar = 4.49; break; case 174: bar = 4.46; break; case 175: bar = 4.44; break; case 176: bar = 4.41; break; case 177: bar = 4.39; break; case 178: bar = 4.36; break; case 179: bar = 4.34; break; case 180: bar = 4.32; break; case 181: bar = 4.29; break; case 182: bar = 4.27; break; case 183: bar = 4.25; break; case 184: bar = 4.22; break; case 185: bar = 4.2; break; case 186: bar = 4.18; break; case 187: bar = 4.15; break; case 188: bar = 4.13; break; case 189: bar = 4.11; break; case 190: bar = 4.09; break; case 191: bar = 4.07; break; case 192: bar = 4.05; break; case 193: bar = 4.02; break; case 194: bar = 4; break; case 195: bar = 3.98; break; case 196: bar = 3.96; break; case 197: bar = 3.94; break; case 198: bar = 3.92; break; case 199: bar = 3.9; break; case 200: bar = 3.88; break; case 201: bar = 3.86; break; case 202: bar = 3.84; break; case 203: bar = 3.82; break; case 204: bar = 3.8; break; case 205: bar = 3.78; break; case 206: bar = 3.77; break; case 207: bar = 3.75; break; case 208: bar = 3.73; break; case 209: bar = 3.71; break; case 210: bar = 3.69; break; case 211: bar = 3.67; break; case 212: bar = 3.66; break; case 213: bar = 3.64; break; case 214: bar = 3.62; break; case 215: bar = 3.6; break; case 216: bar = 3.59; break; case 217: bar = 3.57; break; case 218: bar = 3.55; break; case 219: bar = 3.53; break; case 220: bar = 3.52; break; case 221: bar = 3.5; break; case 222: bar = 3.48; break; case 223: bar = 3.47; break; case 224: bar = 3.45; break; case 225: bar = 3.44; break; case 226: bar = 3.42; break; case 227: bar = 3.4; break; case 228: bar = 3.39; break; case 229: bar = 3.37; break; case 230: bar = 3.36; break; case 231: bar = 3.34; break; case 232: bar = 3.33; break; case 233: bar = 3.31; break; case 234: bar = 3.3; break; case 235: bar = 3.28; break; case 236: bar = 3.27; break; case 237: bar = 3.25; break; case 238: bar = 3.24; break; case 239: bar = 3.22; break; case 240: bar = 3.21; break; case 241: bar = 3.19; break; case 242: bar = 3.18; break; case 243: bar = 3.17; break; case 244: bar = 3.15; break; case 245: bar = 3.14; break; case 246: bar = 3.12; break; case 247: bar = 3.11; break; case 248: bar = 3.1; break; case 249: bar = 3.08; break; case 250: bar = 3.07; break; case 251: bar = 3.06; break; case 252: bar = 3.04; break; case 253: bar = 3.03; break; case 254: bar = 3.02; break; case 255: bar = 3.01; break; case 256: bar = 2.99; break; case 257: bar = 2.98; break; case 258: bar = 2.97; break; case 259: bar = 2.96; break; case 260: bar = 2.94; break; case 261: bar = 2.93; break; case 262: bar = 2.92; break; case 263: bar = 2.91; break; case 264: bar = 2.89; break; case 265: bar = 2.88; break; case 266: bar = 2.87; break; case 267: bar = 2.86; break; case 268: bar = 2.85; break; case 269: bar = 2.83; break; case 270: bar = 2.82; break; case 271: bar = 2.81; break; case 272: bar = 2.8; break; case 273: bar = 2.79; break; case 274: bar = 2.78; break; case 275: bar = 2.77; break; case 276: bar = 2.76; break; case 277: bar = 2.74; break; case 278: bar = 2.73; break; case 279: bar = 2.72; break; case 280: bar = 2.71; break; case 281: bar = 2.7; break; case 282: bar = 2.69; break; case 283: bar = 2.68; break; case 284: bar = 2.67; break; case 285: bar = 2.66; break; case 286: bar = 2.65; break; case 287: bar = 2.64; break; case 288: bar = 2.63; break; case 289: bar = 2.62; break; case 290: bar = 2.61; break; case 291: bar = 2.6; break; case 292: bar = 2.59; break; case 293: bar = 2.58; break; case 294: bar = 2.57; break; case 295: bar = 2.56; break; case 296: bar = 2.55; break; case 297: bar = 2.54; break; case 298: bar = 2.53; break; case 299: bar = 2.52; break; case 300: bar = 2.51; break; case 301: bar = 2.5; break; case 302: bar = 2.49; break; case 303: bar = 2.48; break; case 304: bar = 2.47; break; case 305: bar = 2.46; break; case 306: bar = 2.45; break; case 307: bar = 2.44; break; case 308: bar = 2.43; break; case 309: bar = 2.42; break; case 310: bar = 2.41; break; case 311: bar = 2.41; break; case 312: bar = 2.4; break; case 313: bar = 2.39; break; case 314: bar = 2.38; break; case 315: bar = 2.37; break; case 316: bar = 2.36; break; case 317: bar = 2.35; break; case 318: bar = 2.34; break; case 319: bar = 2.34; break; case 320: bar = 2.33; break; case 321: bar = 2.32; break; case 322: bar = 2.31; break; case 323: bar = 2.3; break; case 324: bar = 2.29; break; case 325: bar = 2.28; break; case 326: bar = 2.28; break; case 327: bar = 2.27; break; case 328: bar = 2.26; break; case 329: bar = 2.25; break; case 330: bar = 2.24; break; case 331: bar = 2.24; break; case 332: bar = 2.23; break; case 333: bar = 2.22; break; case 334: bar = 2.21; break; case 335: bar = 2.2; break; case 336: bar = 2.2; break; case 337: bar = 2.19; break; case 338: bar = 2.18; break; case 339: bar = 2.17; break; case 340: bar = 2.17; break; case 341: bar = 2.16; break; case 342: bar = 2.15; break; case 343: bar = 2.14; break; case 344: bar = 2.13; break; case 345: bar = 2.13; break; case 346: bar = 2.12; break; case 347: bar = 2.11; break; case 348: bar = 2.11; break; case 349: bar = 2.1; break; case 350: bar = 2.09; break; case 351: bar = 2.08; break; case 352: bar = 2.08; break; case 353: bar = 2.07; break; case 354: bar = 2.06; break; case 355: bar = 2.05; break; case 356: bar = 2.05; break; case 357: bar = 2.04; break; case 358: bar = 2.03; break; case 359: bar = 2.03; break; case 360: bar = 2.02; break; case 361: bar = 2.01; break; case 362: bar = 2.01; break; case 363: bar = 2; break; case 364: bar = 1.99; break; case 365: bar = 1.99; break; case 366: bar = 1.98; break; case 367: bar = 1.97; break; case 368: bar = 1.97; break; case 369: bar = 1.96; break; case 370: bar = 1.95; break; case 371: bar = 1.95; break; case 372: bar = 1.94; break; case 373: bar = 1.93; break; case 374: bar = 1.93; break; case 375: bar = 1.92; break; case 376: bar = 1.91; break; case 377: bar = 1.91; break; case 378: bar = 1.9; break; case 379: bar = 1.89; break; case 380: bar = 1.89; break; case 381: bar = 1.88; break; case 382: bar = 1.88; break; case 383: bar = 1.87; break; case 384: bar = 1.86; break; case 385: bar = 1.86; break; case 386: bar = 1.85; break; case 387: bar = 1.85; break; case 388: bar = 1.84; break; case 389: bar = 1.83; break; case 390: bar = 1.83; break; case 391: bar = 1.82; break; case 392: bar = 1.82; break; case 393: bar = 1.81; break; case 394: bar = 1.8; break; case 395: bar = 1.8; break; case 396: bar = 1.79; break; case 397: bar = 1.79; break; case 398: bar = 1.78; break; case 399: bar = 1.77; break; case 400: bar = 1.77; break; case 401: bar = 1.76; break; case 402: bar = 1.76; break; case 403: bar = 1.75; break; case 404: bar = 1.75; break; case 405: bar = 1.74; break; case 406: bar = 1.73; break; case 407: bar = 1.73; break; case 408: bar = 1.72; break; case 409: bar = 1.72; break; case 410: bar = 1.71; break; case 411: bar = 1.71; break; case 412: bar = 1.7; break; case 413: bar = 1.7; break; case 414: bar = 1.69; break; case 415: bar = 1.69; break; case 416: bar = 1.68; break; case 417: bar = 1.67; break; case 418: bar = 1.67; break; case 419: bar = 1.66; break; case 420: bar = 1.66; break; case 421: bar = 1.65; break; case 422: bar = 1.65; break; case 423: bar = 1.64; break; case 424: bar = 1.64; break; case 425: bar = 1.63; break; case 426: bar = 1.63; break; case 427: bar = 1.62; break; case 428: bar = 1.62; break; case 429: bar = 1.61; break; case 430: bar = 1.61; break; case 431: bar = 1.6; break; case 432: bar = 1.6; break; case 433: bar = 1.59; break; case 434: bar = 1.59; break; case 435: bar = 1.58; break; case 436: bar = 1.58; break; case 437: bar = 1.57; break; case 438: bar = 1.57; break; case 439: bar = 1.56; break; case 440: bar = 1.56; break; case 441: bar = 1.55; break; case 442: bar = 1.55; break; case 443: bar = 1.54; break; case 444: bar = 1.54; break; case 445: bar = 1.53; break; case 446: bar = 1.53; break; case 447: bar = 1.53; break; case 448: bar = 1.52; break; case 449: bar = 1.52; break; case 450: bar = 1.51; break; case 451: bar = 1.51; break; case 452: bar = 1.5; break; case 453: bar = 1.5; break; case 454: bar = 1.49; break; case 455: bar = 1.49; break; case 456: bar = 1.48; break; case 457: bar = 1.48; break; case 458: bar = 1.47; break; case 459: bar = 1.47; break; case 460: bar = 1.47; break; case 461: bar = 1.46; break; case 462: bar = 1.46; break; case 463: bar = 1.45; break; case 464: bar = 1.45; break; case 465: bar = 1.44; break; case 466: bar = 1.44; break; case 467: bar = 1.44; break; case 468: bar = 1.43; break; case 469: bar = 1.43; break; case 470: bar = 1.42; break; case 471: bar = 1.42; break; case 472: bar = 1.41; break; case 473: bar = 1.41; break; case 474: bar = 1.41; break; case 475: bar = 1.4; break; case 476: bar = 1.4; break; case 477: bar = 1.39; break; case 478: bar = 1.39; break; case 479: bar = 1.38; break; case 480: bar = 1.38; break; case 481: bar = 1.38; break; case 482: bar = 1.37; break; case 483: bar = 1.37; break; case 484: bar = 1.36; break; case 485: bar = 1.36; break; case 486: bar = 1.36; break; case 487: bar = 1.35; break; case 488: bar = 1.35; break; case 489: bar = 1.34; break; case 490: bar = 1.34; break; case 491: bar = 1.34; break; case 492: bar = 1.33; break; case 493: bar = 1.33; break; case 494: bar = 1.32; break; case 495: bar = 1.32; break; case 496: bar = 1.32; break; case 497: bar = 1.31; break; case 498: bar = 1.31; break; case 499: bar = 1.3; break; case 500: bar = 1.3; break; case 501: bar = 1.3; break; case 502: bar = 1.29; break; case 503: bar = 1.29; break; case 504: bar = 1.29; break; case 505: bar = 1.28; break; case 506: bar = 1.28; break; case 507: bar = 1.27; break; case 508: bar = 1.27; break; case 509: bar = 1.27; break; case 510: bar = 1.26; break; case 511: bar = 1.26; break; case 512: bar = 1.26; break; case 513: bar = 1.25; break; case 514: bar = 1.25; break; case 515: bar = 1.24; break; case 516: bar = 1.24; break; case 517: bar = 1.24; break; case 518: bar = 1.23; break; case 519: bar = 1.23; break; case 520: bar = 1.23; break; case 521: bar = 1.22; break; case 522: bar = 1.22; break; case 523: bar = 1.22; break; case 524: bar = 1.21; break; case 525: bar = 1.21; break; case 526: bar = 1.21; break; case 527: bar = 1.2; break; case 528: bar = 1.2; break; case 529: bar = 1.2; break; case 530: bar = 1.19; break; case 531: bar = 1.19; break; case 532: bar = 1.18; break; case 533: bar = 1.18; break; case 534: bar = 1.18; break; case 535: bar = 1.17; break; case 536: bar = 1.17; break; case 537: bar = 1.17; break; case 538: bar = 1.16; break; case 539: bar = 1.16; break; case 540: bar = 1.16; break; case 541: bar = 1.15; break; case 542: bar = 1.15; break; case 543: bar = 1.15; break; case 544: bar = 1.14; break; case 545: bar = 1.14; break; case 546: bar = 1.14; break; case 547: bar = 1.13; break; case 548: bar = 1.13; break; case 549: bar = 1.13; break; case 550: bar = 1.12; break; case 551: bar = 1.12; break; case 552: bar = 1.12; break; case 553: bar = 1.12; break; case 554: bar = 1.11; break; case 555: bar = 1.11; break; case 556: bar = 1.11; break; case 557: bar = 1.1; break; case 558: bar = 1.1; break; case 559: bar = 1.1; break; case 560: bar = 1.09; break; case 561: bar = 1.09; break; case 562: bar = 1.09; break; case 563: bar = 1.08; break; case 564: bar = 1.08; break; case 565: bar = 1.08; break; case 566: bar = 1.07; break; case 567: bar = 1.07; break; case 568: bar = 1.07; break; case 569: bar = 1.07; break; case 570: bar = 1.06; break; case 571: bar = 1.06; break; case 572: bar = 1.06; break; case 573: bar = 1.05; break; case 574: bar = 1.05; break; case 575: bar = 1.05; break; case 576: bar = 1.04; break; case 577: bar = 1.04; break; case 578: bar = 1.04; break; case 579: bar = 1.04; break; case 580: bar = 1.03; break; case 581: bar = 1.03; break; case 582: bar = 1.03; break; case 583: bar = 1.02; break; case 584: bar = 1.02; break; case 585: bar = 1.02; break; case 586: bar = 1.02; break; case 587: bar = 1.01; break; case 588: bar = 1.01; break; case 589: bar = 1.01; break; case 590: bar = 1; break; case 591: bar = 1; break; case 592: bar = 1; break; case 593: bar = 1; break; case 594: bar = 0.99; break; case 595: bar = 0.99; break; case 596: bar = 0.99; break; case 597: bar = 0.98; break; case 598: bar = 0.98; break; case 599: bar = 0.98; break; case 600: bar = 0.98; break; case 601: bar = 0.97; break; case 602: bar = 0.97; break; case 603: bar = 0.97; break; case 604: bar = 0.96; break; case 605: bar = 0.96; break; case 606: bar = 0.96; break; case 607: bar = 0.96; break; case 608: bar = 0.95; break; case 609: bar = 0.95; break; case 610: bar = 0.95; break; case 611: bar = 0.95; break; case 612: bar = 0.94; break; case 613: bar = 0.94; break; case 614: bar = 0.94; break; case 615: bar = 0.94; break; case 616: bar = 0.93; break; case 617: bar = 0.93; break; case 618: bar = 0.93; break; case 619: bar = 0.92; break; case 620: bar = 0.92; break; case 621: bar = 0.92; break; case 622: bar = 0.92; break; case 623: bar = 0.91; break; case 624: bar = 0.91; break; case 625: bar = 0.91; break; case 626: bar = 0.91; break; case 627: bar = 0.9; break; case 628: bar = 0.9; break; case 629: bar = 0.9; break; case 630: bar = 0.9; break; case 631: bar = 0.89; break; case 632: bar = 0.89; break; case 633: bar = 0.89; break; case 634: bar = 0.89; break; case 635: bar = 0.88; break; case 636: bar = 0.88; break; case 637: bar = 0.88; break; case 638: bar = 0.88; break; case 639: bar = 0.87; break; case 640: bar = 0.87; break; case 641: bar = 0.87; break; case 642: bar = 0.87; break; case 643: bar = 0.86; break; case 644: bar = 0.86; break; case 645: bar = 0.86; break; case 646: bar = 0.86; break; case 647: bar = 0.85; break; case 648: bar = 0.85; break; case 649: bar = 0.85; break; case 650: bar = 0.85; break; case 651: bar = 0.84; break; case 652: bar = 0.84; break; case 653: bar = 0.84; break; case 654: bar = 0.84; break; case 655: bar = 0.84; break; case 656: bar = 0.83; break; case 657: bar = 0.83; break; case 658: bar = 0.83; break; case 659: bar = 0.83; break; case 660: bar = 0.82; break; case 661: bar = 0.82; break; case 662: bar = 0.82; break; case 663: bar = 0.82; break; case 664: bar = 0.81; break; case 665: bar = 0.81; break; case 666: bar = 0.81; break; case 667: bar = 0.81; break; case 668: bar = 0.81; break; case 669: bar = 0.8; break; case 670: bar = 0.8; break; case 671: bar = 0.8; break; case 672: bar = 0.8; break; case 673: bar = 0.79; break; case 674: bar = 0.79; break; case 675: bar = 0.79; break; case 676: bar = 0.79; break; case 677: bar = 0.78; break; case 678: bar = 0.78; break; case 679: bar = 0.78; break; case 680: bar = 0.78; break; case 681: bar = 0.78; break; case 682: bar = 0.77; break; case 683: bar = 0.77; break; case 684: bar = 0.77; break; case 685: bar = 0.77; break; case 686: bar = 0.77; break; case 687: bar = 0.76; break; case 688: bar = 0.76; break; case 689: bar = 0.76; break; case 690: bar = 0.76; break; case 691: bar = 0.75; break; case 692: bar = 0.75; break; case 693: bar = 0.75; break; case 694: bar = 0.75; break; case 695: bar = 0.75; break; case 696: bar = 0.74; break; case 697: bar = 0.74; break; case 698: bar = 0.74; break; case 699: bar = 0.74; break; case 700: bar = 0.74; break; case 701: bar = 0.73; break; case 702: bar = 0.73; break; case 703: bar = 0.73; break; case 704: bar = 0.73; break; case 705: bar = 0.72; break; case 706: bar = 0.72; break; case 707: bar = 0.72; break; case 708: bar = 0.72; break; case 709: bar = 0.72; break; case 710: bar = 0.71; break; case 711: bar = 0.71; break; case 712: bar = 0.71; break; case 713: bar = 0.71; break; case 714: bar = 0.71; break; case 715: bar = 0.7; break; case 716: bar = 0.7; break; case 717: bar = 0.7; break; case 718: bar = 0.7; break; case 719: bar = 0.7; break; case 720: bar = 0.69; break; case 721: bar = 0.69; break; case 722: bar = 0.69; break; case 723: bar = 0.69; break; case 724: bar = 0.69; break; case 725: bar = 0.68; break; case 726: bar = 0.68; break; case 727: bar = 0.68; break; case 728: bar = 0.68; break; case 729: bar = 0.68; break; case 730: bar = 0.67; break; case 731: bar = 0.67; break; case 732: bar = 0.67; break; case 733: bar = 0.67; break; case 734: bar = 0.67; break; case 735: bar = 0.67; break; case 736: bar = 0.66; break; case 737: bar = 0.66; break; case 738: bar = 0.66; break; case 739: bar = 0.66; break; case 740: bar = 0.66; break; case 741: bar = 0.65; break; case 742: bar = 0.65; break; case 743: bar = 0.65; break; case 744: bar = 0.65; break; case 745: bar = 0.65; break; case 746: bar = 0.64; break; case 747: bar = 0.64; break; case 748: bar = 0.64; break; case 749: bar = 0.64; break; case 750: bar = 0.64; break; case 751: bar = 0.64; break; case 752: bar = 0.63; break; case 753: bar = 0.63; break; case 754: bar = 0.63; break; case 755: bar = 0.63; break; case 756: bar = 0.63; break; case 757: bar = 0.62; break; case 758: bar = 0.62; break; case 759: bar = 0.62; break; case 760: bar = 0.62; break; case 761: bar = 0.62; break; case 762: bar = 0.61; break; case 763: bar = 0.61; break; case 764: bar = 0.61; break; case 765: bar = 0.61; break; case 766: bar = 0.61; break; case 767: bar = 0.61; break; case 768: bar = 0.6; break; case 769: bar = 0.6; break; case 770: bar = 0.6; break; case 771: bar = 0.6; break; case 772: bar = 0.6; break; case 773: bar = 0.6; break; case 774: bar = 0.59; break; case 775: bar = 0.59; break; case 776: bar = 0.59; break; case 777: bar = 0.59; break; case 778: bar = 0.59; break; case 779: bar = 0.59; break; case 780: bar = 0.58; break; case 781: bar = 0.58; break; case 782: bar = 0.58; break; case 783: bar = 0.58; break; case 784: bar = 0.58; break; case 785: bar = 0.57; break; case 786: bar = 0.57; break; case 787: bar = 0.57; break; case 788: bar = 0.57; break; case 789: bar = 0.57; break; case 790: bar = 0.57; break; case 791: bar = 0.56; break; case 792: bar = 0.56; break; case 793: bar = 0.56; break; case 794: bar = 0.56; break; case 795: bar = 0.56; break; case 796: bar = 0.56; break; case 797: bar = 0.55; break; case 798: bar = 0.55; break; case 799: bar = 0.55; break; case 800: bar = 0.55; break; case 801: bar = 0.55; break; case 802: bar = 0.55; break; case 803: bar = 0.54; break; case 804: bar = 0.54; break; case 805: bar = 0.54; break; case 806: bar = 0.54; break; case 807: bar = 0.54; break; case 808: bar = 0.54; break; case 809: bar = 0.53; break; case 810: bar = 0.53; break; case 811: bar = 0.53; break; case 812: bar = 0.53; break; case 813: bar = 0.53; break; case 814: bar = 0.53; break; case 815: bar = 0.53; break; case 816: bar = 0.52; break; case 817: bar = 0.52; break; case 818: bar = 0.52; break; case 819: bar = 0.52; break; case 820: bar = 0.52; break; case 821: bar = 0.52; break; case 822: bar = 0.51; break; case 823: bar = 0.51; break; case 824: bar = 0.51; break; case 825: bar = 0.51; break; case 826: bar = 0.51; break; case 827: bar = 0.51; break; case 828: bar = 0.5; break; case 829: bar = 0.5; break; case 830: bar = 0.5; break; case 831: bar = 0.5; break; case 832: bar = 0.5; break; case 833: bar = 0.5; break; case 834: bar = 0.5; break; case 835: bar = 0.49; break; case 836: bar = 0.49; break; case 837: bar = 0.49; break; case 838: bar = 0.49; break; case 839: bar = 0.49; break; case 840: bar = 0.49; break; case 841: bar = 0.48; break; case 842: bar = 0.48; break; case 843: bar = 0.48; break; case 844: bar = 0.48; break; case 845: bar = 0.48; break; case 846: bar = 0.48; break; case 847: bar = 0.48; break; case 848: bar = 0.47; break; case 849: bar = 0.47; break; case 850: bar = 0.47; break; case 851: bar = 0.47; break; case 852: bar = 0.47; break; case 853: bar = 0.47; break; case 854: bar = 0.47; break; case 855: bar = 0.46; break; case 856: bar = 0.46; break; case 857: bar = 0.46; break; case 858: bar = 0.46; break; case 859: bar = 0.46; break; case 860: bar = 0.46; break; case 861: bar = 0.46; break; case 862: bar = 0.45; break; case 863: bar = 0.45; break; case 864: bar = 0.45; break; case 865: bar = 0.45; break; case 866: bar = 0.45; break; case 867: bar = 0.45; break; case 868: bar = 0.45; break; case 869: bar = 0.44; break; case 870: bar = 0.44; break; case 871: bar = 0.44; break; case 872: bar = 0.44; break; case 873: bar = 0.44; break; case 874: bar = 0.44; break; case 875: bar = 0.44; break; case 876: bar = 0.43; break; case 877: bar = 0.43; break; case 878: bar = 0.43; break; case 879: bar = 0.43; break; case 880: bar = 0.43; break; case 881: bar = 0.43; break; case 882: bar = 0.43; break; case 883: bar = 0.42; break; case 884: bar = 0.42; break; case 885: bar = 0.42; break; case 886: bar = 0.42; break; case 887: bar = 0.42; break; case 888: bar = 0.42; break; case 889: bar = 0.42; break; case 890: bar = 0.41; break; case 891: bar = 0.41; break; case 892: bar = 0.41; break; case 893: bar = 0.41; break; case 894: bar = 0.41; break; case 895: bar = 0.41; break; case 896: bar = 0.41; break; case 897: bar = 0.41; break; case 898: bar = 0.4; break; case 899: bar = 0.4; break; case 900: bar = 0.4; break; case 901: bar = 0.4; break; case 902: bar = 0.4; break; case 903: bar = 0.4; break; case 904: bar = 0.4; break; case 905: bar = 0.39; break; case 906: bar = 0.39; break; case 907: bar = 0.39; break; case 908: bar = 0.39; break; case 909: bar = 0.39; break; case 910: bar = 0.39; break; case 911: bar = 0.39; break; case 912: bar = 0.39; break; case 913: bar = 0.38; break; case 914: bar = 0.38; break; case 915: bar = 0.38; break; case 916: bar = 0.38; break; case 917: bar = 0.38; break; case 918: bar = 0.38; break; case 919: bar = 0.38; break; case 920: bar = 0.38; break; case 921: bar = 0.37; break; case 922: bar = 0.37; break; case 923: bar = 0.37; break; case 924: bar = 0.37; break; case 925: bar = 0.37; break; case 926: bar = 0.37; break; case 927: bar = 0.37; break; case 928: bar = 0.37; break; case 929: bar = 0.36; break; case 930: bar = 0.36; break; case 931: bar = 0.36; break; case 932: bar = 0.36; break; case 933: bar = 0.36; break; case 934: bar = 0.36; break; case 935: bar = 0.36; break; case 936: bar = 0.36; break; case 937: bar = 0.35; break; case 938: bar = 0.35; break; case 939: bar = 0.35; break; case 940: bar = 0.35; break; case 941: bar = 0.35; break; case 942: bar = 0.35; break; case 943: bar = 0.35; break; case 944: bar = 0.35; break; case 945: bar = 0.34; break; case 946: bar = 0.34; break; case 947: bar = 0.34; break; case 948: bar = 0.34; break; case 949: bar = 0.34; break; case 950: bar = 0.34; break; case 951: bar = 0.34; break; case 952: bar = 0.34; break; case 953: bar = 0.33; break; case 954: bar = 0.33; break; case 955: bar = 0.33; break; case 956: bar = 0.33; break; case 957: bar = 0.33; break; case 958: bar = 0.33; break; case 959: bar = 0.33; break; case 960: bar = 0.33; break; case 961: bar = 0.32; break; case 962: bar = 0.32; break; case 963: bar = 0.32; break; case 964: bar = 0.32; break; case 965: bar = 0.32; break; case 966: bar = 0.32; break; case 967: bar = 0.32; break; case 968: bar = 0.32; break; case 969: bar = 0.32; break; case 970: bar = 0.31; break; case 971: bar = 0.31; break; case 972: bar = 0.31; break; case 973: bar = 0.31; break; case 974: bar = 0.31; break; case 975: bar = 0.31; break; case 976: bar = 0.31; break; case 977: bar = 0.31; break; case 978: bar = 0.3; break; case 979: bar = 0.3; break; case 980: bar = 0.3; break; case 981: bar = 0.3; break; case 982: bar = 0.3; break; case 983: bar = 0.3; break; case 984: bar = 0.3; break; case 985: bar = 0.3; break; case 986: bar = 0.3; break; case 987: bar = 0.29; break; case 988: bar = 0.29; break; case 989: bar = 0.29; break; case 990: bar = 0.29; break; case 991: bar = 0.29; break; case 992: bar = 0.29; break; case 993: bar = 0.29; break; case 994: bar = 0.29; break; case 995: bar = 0.29; break; case 996: bar = 0.28; break; case 997: bar = 0.28; break; case 998: bar = 0.28; break; case 999: bar = 0.28; break; case 1000: bar = 0.28; break; case 1001: bar = 0.28; break; case 1002: bar = 0.28; break; case 1003: bar = 0.28; break; case 1004: bar = 0.28; break; case 1005: bar = 0.27; break; case 1006: bar = 0.27; break; case 1007: bar = 0.27; break; case 1008: bar = 0.27; break; case 1009: bar = 0.27; break; case 1010: bar = 0.27; break; case 1011: bar = 0.27; break; case 1012: bar = 0.27; break; case 1013: bar = 0.27; break; case 1014: bar = 0.26; break; case 1015: bar = 0.26; break; case 1016: bar = 0.26; break; case 1017: bar = 0.26; break; case 1018: bar = 0.26; break; case 1019: bar = 0.26; break; case 1020: bar = 0.26; break; case 1021: bar = 0.26; break; case 1022: bar = 0.26; break; case 1023: bar = 0.26; break; case 1024: bar = 0.25; break;
case 17: bar = 33.29; break; | case 17: bar = 33.29; break; case 18: bar = 31.82; break; case 19: bar = 30.49; break; case 20: bar = 29.27; break; case 21: bar = 28.15; break; case 22: bar = 27.12; break; case 23: bar = 26.17; break; case 24: bar = 25.29; break; case 25: bar = 24.47; break; case 26: bar = 23.71; break; case 27: bar = 22.99; break; case 28: bar = 22.32; break; case 29: bar = 21.69; break; case 30: bar = 21.1; break; case 31: bar = 20.54; break; case 32: bar = 20.02; break; case 33: bar = 19.52; break; case 34: bar = 19.04; break; case 35: bar = 18.59; break; case 36: bar = 18.16; break; case 37: bar = 17.76; break; case 38: bar = 17.37; break; case 39: bar = 17; break; case 40: bar = 16.64; break; case 41: bar = 16.3; break; case 42: bar = 15.98; break; case 43: bar = 15.67; break; case 44: bar = 15.37; break; case 45: bar = 15.08; break; case 46: bar = 14.81; break; case 47: bar = 14.54; break; case 48: bar = 14.28; break; case 49: bar = 14.04; break; case 50: bar = 13.8; break; case 51: bar = 13.57; break; case 52: bar = 13.35; break; case 53: bar = 13.13; break; case 54: bar = 12.93; break; case 55: bar = 12.73; break; case 56: bar = 12.53; break; case 57: bar = 12.34; break; case 58: bar = 12.16; break; case 59: bar = 11.98; break; case 60: bar = 11.81; break; case 61: bar = 11.65; break; case 62: bar = 11.48; break; case 63: bar = 11.33; break; case 64: bar = 11.17; break; case 65: bar = 11.02; break; case 66: bar = 10.88; break; case 67: bar = 10.74; break; case 68: bar = 10.6; break; case 69: bar = 10.47; break; case 70: bar = 10.34; break; case 71: bar = 10.21; break; case 72: bar = 10.09; break; case 73: bar = 9.97; break; case 74: bar = 9.85; break; case 75: bar = 9.73; break; case 76: bar = 9.62; break; case 77: bar = 9.51; break; case 78: bar = 9.4; break; case 79: bar = 9.3; break; case 80: bar = 9.19; break; case 81: bar = 9.09; break; case 82: bar = 9; break; case 83: bar = 8.9; break; case 84: bar = 8.81; break; case 85: bar = 8.71; break; case 86: bar = 8.62; break; case 87: bar = 8.53; break; case 88: bar = 8.45; break; case 89: bar = 8.36; break; case 90: bar = 8.28; break; case 91: bar = 8.2; break; case 92: bar = 8.12; break; case 93: bar = 8.04; break; case 94: bar = 7.96; break; case 95: bar = 7.89; break; case 96: bar = 7.81; break; case 97: bar = 7.74; break; case 98: bar = 7.67; break; case 99: bar = 7.6; break; case 100: bar = 7.53; break; case 101: bar = 7.46; break; case 102: bar = 7.4; break; case 103: bar = 7.33; break; case 104: bar = 7.27; break; case 105: bar = 7.2; break; case 106: bar = 7.14; break; case 107: bar = 7.08; break; case 108: bar = 7.02; break; case 109: bar = 6.96; break; case 110: bar = 6.9; break; case 111: bar = 6.85; break; case 112: bar = 6.79; break; case 113: bar = 6.74; break; case 114: bar = 6.68; break; case 115: bar = 6.63; break; case 116: bar = 6.57; break; case 117: bar = 6.52; break; case 118: bar = 6.47; break; case 119: bar = 6.42; break; case 120: bar = 6.37; break; case 121: bar = 6.32; break; case 122: bar = 6.27; break; case 123: bar = 6.23; break; case 124: bar = 6.18; break; case 125: bar = 6.13; break; case 126: bar = 6.09; break; case 127: bar = 6.04; break; case 128: bar = 6; break; case 129: bar = 5.95; break; case 130: bar = 5.91; break; case 131: bar = 5.87; break; case 132: bar = 5.83; break; case 133: bar = 5.79; break; case 134: bar = 5.75; break; case 135: bar = 5.71; break; case 136: bar = 5.67; break; case 137: bar = 5.63; break; case 138: bar = 5.59; break; case 139: bar = 5.55; break; case 140: bar = 5.51; break; case 141: bar = 5.47; break; case 142: bar = 5.44; break; case 143: bar = 5.4; break; case 144: bar = 5.37; break; case 145: bar = 5.33; break; case 146: bar = 5.3; break; case 147: bar = 5.26; break; case 148: bar = 5.23; break; case 149: bar = 5.19; break; case 150: bar = 5.16; break; case 151: bar = 5.13; break; case 152: bar = 5.09; break; case 153: bar = 5.06; break; case 154: bar = 5.03; break; case 155: bar = 5; break; case 156: bar = 4.97; break; case 157: bar = 4.94; break; case 158: bar = 4.91; break; case 159: bar = 4.88; break; case 160: bar = 4.85; break; case 161: bar = 4.82; break; case 162: bar = 4.79; break; case 163: bar = 4.76; break; case 164: bar = 4.73; break; case 165: bar = 4.7; break; case 166: bar = 4.68; break; case 167: bar = 4.65; break; case 168: bar = 4.62; break; case 169: bar = 4.59; break; case 170: bar = 4.57; break; case 171: bar = 4.54; break; case 172: bar = 4.52; break; case 173: bar = 4.49; break; case 174: bar = 4.46; break; case 175: bar = 4.44; break; case 176: bar = 4.41; break; case 177: bar = 4.39; break; case 178: bar = 4.36; break; case 179: bar = 4.34; break; case 180: bar = 4.32; break; case 181: bar = 4.29; break; case 182: bar = 4.27; break; case 183: bar = 4.25; break; case 184: bar = 4.22; break; case 185: bar = 4.2; break; case 186: bar = 4.18; break; case 187: bar = 4.15; break; case 188: bar = 4.13; break; case 189: bar = 4.11; break; case 190: bar = 4.09; break; case 191: bar = 4.07; break; case 192: bar = 4.05; break; case 193: bar = 4.02; break; case 194: bar = 4; break; case 195: bar = 3.98; break; case 196: bar = 3.96; break; case 197: bar = 3.94; break; case 198: bar = 3.92; break; case 199: bar = 3.9; break; case 200: bar = 3.88; break; case 201: bar = 3.86; break; case 202: bar = 3.84; break; case 203: bar = 3.82; break; case 204: bar = 3.8; break; case 205: bar = 3.78; break; case 206: bar = 3.77; break; case 207: bar = 3.75; break; case 208: bar = 3.73; break; case 209: bar = 3.71; break; case 210: bar = 3.69; break; case 211: bar = 3.67; break; case 212: bar = 3.66; break; case 213: bar = 3.64; break; case 214: bar = 3.62; break; case 215: bar = 3.6; break; case 216: bar = 3.59; break; case 217: bar = 3.57; break; case 218: bar = 3.55; break; case 219: bar = 3.53; break; case 220: bar = 3.52; break; case 221: bar = 3.5; break; case 222: bar = 3.48; break; case 223: bar = 3.47; break; case 224: bar = 3.45; break; case 225: bar = 3.44; break; case 226: bar = 3.42; break; case 227: bar = 3.4; break; case 228: bar = 3.39; break; case 229: bar = 3.37; break; case 230: bar = 3.36; break; case 231: bar = 3.34; break; case 232: bar = 3.33; break; case 233: bar = 3.31; break; case 234: bar = 3.3; break; case 235: bar = 3.28; break; case 236: bar = 3.27; break; case 237: bar = 3.25; break; case 238: bar = 3.24; break; case 239: bar = 3.22; break; case 240: bar = 3.21; break; case 241: bar = 3.19; break; case 242: bar = 3.18; break; case 243: bar = 3.17; break; case 244: bar = 3.15; break; case 245: bar = 3.14; break; case 246: bar = 3.12; break; case 247: bar = 3.11; break; case 248: bar = 3.1; break; case 249: bar = 3.08; break; case 250: bar = 3.07; break; case 251: bar = 3.06; break; case 252: bar = 3.04; break; case 253: bar = 3.03; break; case 254: bar = 3.02; break; case 255: bar = 3.01; break; case 256: bar = 2.99; break; case 257: bar = 2.98; break; case 258: bar = 2.97; break; case 259: bar = 2.96; break; case 260: bar = 2.94; break; case 261: bar = 2.93; break; case 262: bar = 2.92; break; case 263: bar = 2.91; break; case 264: bar = 2.89; break; case 265: bar = 2.88; break; case 266: bar = 2.87; break; case 267: bar = 2.86; break; case 268: bar = 2.85; break; case 269: bar = 2.83; break; case 270: bar = 2.82; break; case 271: bar = 2.81; break; case 272: bar = 2.8; break; case 273: bar = 2.79; break; case 274: bar = 2.78; break; case 275: bar = 2.77; break; case 276: bar = 2.76; break; case 277: bar = 2.74; break; case 278: bar = 2.73; break; case 279: bar = 2.72; break; case 280: bar = 2.71; break; case 281: bar = 2.7; break; case 282: bar = 2.69; break; case 283: bar = 2.68; break; case 284: bar = 2.67; break; case 285: bar = 2.66; break; case 286: bar = 2.65; break; case 287: bar = 2.64; break; case 288: bar = 2.63; break; case 289: bar = 2.62; break; case 290: bar = 2.61; break; case 291: bar = 2.6; break; case 292: bar = 2.59; break; case 293: bar = 2.58; break; case 294: bar = 2.57; break; case 295: bar = 2.56; break; case 296: bar = 2.55; break; case 297: bar = 2.54; break; case 298: bar = 2.53; break; case 299: bar = 2.52; break; case 300: bar = 2.51; break; case 301: bar = 2.5; break; case 302: bar = 2.49; break; case 303: bar = 2.48; break; case 304: bar = 2.47; break; case 305: bar = 2.46; break; case 306: bar = 2.45; break; case 307: bar = 2.44; break; case 308: bar = 2.43; break; case 309: bar = 2.42; break; case 310: bar = 2.41; break; case 311: bar = 2.41; break; case 312: bar = 2.4; break; case 313: bar = 2.39; break; case 314: bar = 2.38; break; case 315: bar = 2.37; break; case 316: bar = 2.36; break; case 317: bar = 2.35; break; case 318: bar = 2.34; break; case 319: bar = 2.34; break; case 320: bar = 2.33; break; case 321: bar = 2.32; break; case 322: bar = 2.31; break; case 323: bar = 2.3; break; case 324: bar = 2.29; break; case 325: bar = 2.28; break; case 326: bar = 2.28; break; case 327: bar = 2.27; break; case 328: bar = 2.26; break; case 329: bar = 2.25; break; case 330: bar = 2.24; break; case 331: bar = 2.24; break; case 332: bar = 2.23; break; case 333: bar = 2.22; break; case 334: bar = 2.21; break; case 335: bar = 2.2; break; case 336: bar = 2.2; break; case 337: bar = 2.19; break; case 338: bar = 2.18; break; case 339: bar = 2.17; break; case 340: bar = 2.17; break; case 341: bar = 2.16; break; case 342: bar = 2.15; break; case 343: bar = 2.14; break; case 344: bar = 2.13; break; case 345: bar = 2.13; break; case 346: bar = 2.12; break; case 347: bar = 2.11; break; case 348: bar = 2.11; break; case 349: bar = 2.1; break; case 350: bar = 2.09; break; case 351: bar = 2.08; break; case 352: bar = 2.08; break; case 353: bar = 2.07; break; case 354: bar = 2.06; break; case 355: bar = 2.05; break; case 356: bar = 2.05; break; case 357: bar = 2.04; break; case 358: bar = 2.03; break; case 359: bar = 2.03; break; case 360: bar = 2.02; break; case 361: bar = 2.01; break; case 362: bar = 2.01; break; case 363: bar = 2; break; case 364: bar = 1.99; break; case 365: bar = 1.99; break; case 366: bar = 1.98; break; case 367: bar = 1.97; break; case 368: bar = 1.97; break; case 369: bar = 1.96; break; case 370: bar = 1.95; break; case 371: bar = 1.95; break; case 372: bar = 1.94; break; case 373: bar = 1.93; break; case 374: bar = 1.93; break; case 375: bar = 1.92; break; case 376: bar = 1.91; break; case 377: bar = 1.91; break; case 378: bar = 1.9; break; case 379: bar = 1.89; break; case 380: bar = 1.89; break; case 381: bar = 1.88; break; case 382: bar = 1.88; break; case 383: bar = 1.87; break; case 384: bar = 1.86; break; case 385: bar = 1.86; break; case 386: bar = 1.85; break; case 387: bar = 1.85; break; case 388: bar = 1.84; break; case 389: bar = 1.83; break; case 390: bar = 1.83; break; case 391: bar = 1.82; break; case 392: bar = 1.82; break; case 393: bar = 1.81; break; case 394: bar = 1.8; break; case 395: bar = 1.8; break; case 396: bar = 1.79; break; case 397: bar = 1.79; break; case 398: bar = 1.78; break; case 399: bar = 1.77; break; case 400: bar = 1.77; break; case 401: bar = 1.76; break; case 402: bar = 1.76; break; case 403: bar = 1.75; break; case 404: bar = 1.75; break; case 405: bar = 1.74; break; case 406: bar = 1.73; break; case 407: bar = 1.73; break; case 408: bar = 1.72; break; case 409: bar = 1.72; break; case 410: bar = 1.71; break; case 411: bar = 1.71; break; case 412: bar = 1.7; break; case 413: bar = 1.7; break; case 414: bar = 1.69; break; case 415: bar = 1.69; break; case 416: bar = 1.68; break; case 417: bar = 1.67; break; case 418: bar = 1.67; break; case 419: bar = 1.66; break; case 420: bar = 1.66; break; case 421: bar = 1.65; break; case 422: bar = 1.65; break; case 423: bar = 1.64; break; case 424: bar = 1.64; break; case 425: bar = 1.63; break; case 426: bar = 1.63; break; case 427: bar = 1.62; break; case 428: bar = 1.62; break; case 429: bar = 1.61; break; case 430: bar = 1.61; break; case 431: bar = 1.6; break; case 432: bar = 1.6; break; case 433: bar = 1.59; break; case 434: bar = 1.59; break; case 435: bar = 1.58; break; case 436: bar = 1.58; break; case 437: bar = 1.57; break; case 438: bar = 1.57; break; case 439: bar = 1.56; break; case 440: bar = 1.56; break; case 441: bar = 1.55; break; case 442: bar = 1.55; break; case 443: bar = 1.54; break; case 444: bar = 1.54; break; case 445: bar = 1.53; break; case 446: bar = 1.53; break; case 447: bar = 1.53; break; case 448: bar = 1.52; break; case 449: bar = 1.52; break; case 450: bar = 1.51; break; case 451: bar = 1.51; break; case 452: bar = 1.5; break; case 453: bar = 1.5; break; case 454: bar = 1.49; break; case 455: bar = 1.49; break; case 456: bar = 1.48; break; case 457: bar = 1.48; break; case 458: bar = 1.47; break; case 459: bar = 1.47; break; case 460: bar = 1.47; break; case 461: bar = 1.46; break; case 462: bar = 1.46; break; case 463: bar = 1.45; break; case 464: bar = 1.45; break; case 465: bar = 1.44; break; case 466: bar = 1.44; break; case 467: bar = 1.44; break; case 468: bar = 1.43; break; case 469: bar = 1.43; break; case 470: bar = 1.42; break; case 471: bar = 1.42; break; case 472: bar = 1.41; break; case 473: bar = 1.41; break; case 474: bar = 1.41; break; case 475: bar = 1.4; break; case 476: bar = 1.4; break; case 477: bar = 1.39; break; case 478: bar = 1.39; break; case 479: bar = 1.38; break; case 480: bar = 1.38; break; case 481: bar = 1.38; break; case 482: bar = 1.37; break; case 483: bar = 1.37; break; case 484: bar = 1.36; break; case 485: bar = 1.36; break; case 486: bar = 1.36; break; case 487: bar = 1.35; break; case 488: bar = 1.35; break; case 489: bar = 1.34; break; case 490: bar = 1.34; break; case 491: bar = 1.34; break; case 492: bar = 1.33; break; case 493: bar = 1.33; break; case 494: bar = 1.32; break; case 495: bar = 1.32; break; case 496: bar = 1.32; break; case 497: bar = 1.31; break; case 498: bar = 1.31; break; case 499: bar = 1.3; break; case 500: bar = 1.3; break; case 501: bar = 1.3; break; case 502: bar = 1.29; break; case 503: bar = 1.29; break; case 504: bar = 1.29; break; case 505: bar = 1.28; break; case 506: bar = 1.28; break; case 507: bar = 1.27; break; case 508: bar = 1.27; break; case 509: bar = 1.27; break; case 510: bar = 1.26; break; case 511: bar = 1.26; break; case 512: bar = 1.26; break; case 513: bar = 1.25; break; case 514: bar = 1.25; break; case 515: bar = 1.24; break; case 516: bar = 1.24; break; case 517: bar = 1.24; break; case 518: bar = 1.23; break; case 519: bar = 1.23; break; case 520: bar = 1.23; break; case 521: bar = 1.22; break; case 522: bar = 1.22; break; case 523: bar = 1.22; break; case 524: bar = 1.21; break; case 525: bar = 1.21; break; case 526: bar = 1.21; break; case 527: bar = 1.2; break; case 528: bar = 1.2; break; case 529: bar = 1.2; break; case 530: bar = 1.19; break; case 531: bar = 1.19; break; case 532: bar = 1.18; break; case 533: bar = 1.18; break; case 534: bar = 1.18; break; case 535: bar = 1.17; break; case 536: bar = 1.17; break; case 537: bar = 1.17; break; case 538: bar = 1.16; break; case 539: bar = 1.16; break; case 540: bar = 1.16; break; case 541: bar = 1.15; break; case 542: bar = 1.15; break; case 543: bar = 1.15; break; case 544: bar = 1.14; break; case 545: bar = 1.14; break; case 546: bar = 1.14; break; case 547: bar = 1.13; break; case 548: bar = 1.13; break; case 549: bar = 1.13; break; case 550: bar = 1.12; break; case 551: bar = 1.12; break; case 552: bar = 1.12; break; case 553: bar = 1.12; break; case 554: bar = 1.11; break; case 555: bar = 1.11; break; case 556: bar = 1.11; break; case 557: bar = 1.1; break; case 558: bar = 1.1; break; case 559: bar = 1.1; break; case 560: bar = 1.09; break; case 561: bar = 1.09; break; case 562: bar = 1.09; break; case 563: bar = 1.08; break; case 564: bar = 1.08; break; case 565: bar = 1.08; break; case 566: bar = 1.07; break; case 567: bar = 1.07; break; case 568: bar = 1.07; break; case 569: bar = 1.07; break; case 570: bar = 1.06; break; case 571: bar = 1.06; break; case 572: bar = 1.06; break; case 573: bar = 1.05; break; case 574: bar = 1.05; break; case 575: bar = 1.05; break; case 576: bar = 1.04; break; case 577: bar = 1.04; break; case 578: bar = 1.04; break; case 579: bar = 1.04; break; case 580: bar = 1.03; break; case 581: bar = 1.03; break; case 582: bar = 1.03; break; case 583: bar = 1.02; break; case 584: bar = 1.02; break; case 585: bar = 1.02; break; case 586: bar = 1.02; break; case 587: bar = 1.01; break; case 588: bar = 1.01; break; case 589: bar = 1.01; break; case 590: bar = 1; break; case 591: bar = 1; break; case 592: bar = 1; break; case 593: bar = 1; break; case 594: bar = 0.99; break; case 595: bar = 0.99; break; case 596: bar = 0.99; break; case 597: bar = 0.98; break; case 598: bar = 0.98; break; case 599: bar = 0.98; break; case 600: bar = 0.98; break; case 601: bar = 0.97; break; case 602: bar = 0.97; break; case 603: bar = 0.97; break; case 604: bar = 0.96; break; case 605: bar = 0.96; break; case 606: bar = 0.96; break; case 607: bar = 0.96; break; case 608: bar = 0.95; break; case 609: bar = 0.95; break; case 610: bar = 0.95; break; case 611: bar = 0.95; break; case 612: bar = 0.94; break; case 613: bar = 0.94; break; case 614: bar = 0.94; break; case 615: bar = 0.94; break; case 616: bar = 0.93; break; case 617: bar = 0.93; break; case 618: bar = 0.93; break; case 619: bar = 0.92; break; case 620: bar = 0.92; break; case 621: bar = 0.92; break; case 622: bar = 0.92; break; case 623: bar = 0.91; break; case 624: bar = 0.91; break; case 625: bar = 0.91; break; case 626: bar = 0.91; break; case 627: bar = 0.9; break; case 628: bar = 0.9; break; case 629: bar = 0.9; break; case 630: bar = 0.9; break; case 631: bar = 0.89; break; case 632: bar = 0.89; break; case 633: bar = 0.89; break; case 634: bar = 0.89; break; case 635: bar = 0.88; break; case 636: bar = 0.88; break; case 637: bar = 0.88; break; case 638: bar = 0.88; break; case 639: bar = 0.87; break; case 640: bar = 0.87; break; case 641: bar = 0.87; break; case 642: bar = 0.87; break; case 643: bar = 0.86; break; case 644: bar = 0.86; break; case 645: bar = 0.86; break; case 646: bar = 0.86; break; case 647: bar = 0.85; break; case 648: bar = 0.85; break; case 649: bar = 0.85; break; case 650: bar = 0.85; break; case 651: bar = 0.84; break; case 652: bar = 0.84; break; case 653: bar = 0.84; break; case 654: bar = 0.84; break; case 655: bar = 0.84; break; case 656: bar = 0.83; break; case 657: bar = 0.83; break; case 658: bar = 0.83; break; case 659: bar = 0.83; break; case 660: bar = 0.82; break; case 661: bar = 0.82; break; case 662: bar = 0.82; break; case 663: bar = 0.82; break; case 664: bar = 0.81; break; case 665: bar = 0.81; break; case 666: bar = 0.81; break; case 667: bar = 0.81; break; case 668: bar = 0.81; break; case 669: bar = 0.8; break; case 670: bar = 0.8; break; case 671: bar = 0.8; break; case 672: bar = 0.8; break; case 673: bar = 0.79; break; case 674: bar = 0.79; break; case 675: bar = 0.79; break; case 676: bar = 0.79; break; case 677: bar = 0.78; break; case 678: bar = 0.78; break; case 679: bar = 0.78; break; case 680: bar = 0.78; break; case 681: bar = 0.78; break; case 682: bar = 0.77; break; case 683: bar = 0.77; break; case 684: bar = 0.77; break; case 685: bar = 0.77; break; case 686: bar = 0.77; break; case 687: bar = 0.76; break; case 688: bar = 0.76; break; case 689: bar = 0.76; break; case 690: bar = 0.76; break; case 691: bar = 0.75; break; case 692: bar = 0.75; break; case 693: bar = 0.75; break; case 694: bar = 0.75; break; case 695: bar = 0.75; break; case 696: bar = 0.74; break; case 697: bar = 0.74; break; case 698: bar = 0.74; break; case 699: bar = 0.74; break; case 700: bar = 0.74; break; case 701: bar = 0.73; break; case 702: bar = 0.73; break; case 703: bar = 0.73; break; case 704: bar = 0.73; break; case 705: bar = 0.72; break; case 706: bar = 0.72; break; case 707: bar = 0.72; break; case 708: bar = 0.72; break; case 709: bar = 0.72; break; case 710: bar = 0.71; break; case 711: bar = 0.71; break; case 712: bar = 0.71; break; case 713: bar = 0.71; break; case 714: bar = 0.71; break; case 715: bar = 0.7; break; case 716: bar = 0.7; break; case 717: bar = 0.7; break; case 718: bar = 0.7; break; case 719: bar = 0.7; break; case 720: bar = 0.69; break; case 721: bar = 0.69; break; case 722: bar = 0.69; break; case 723: bar = 0.69; break; case 724: bar = 0.69; break; case 725: bar = 0.68; break; case 726: bar = 0.68; break; case 727: bar = 0.68; break; case 728: bar = 0.68; break; case 729: bar = 0.68; break; case 730: bar = 0.67; break; case 731: bar = 0.67; break; case 732: bar = 0.67; break; case 733: bar = 0.67; break; case 734: bar = 0.67; break; case 735: bar = 0.67; break; case 736: bar = 0.66; break; case 737: bar = 0.66; break; case 738: bar = 0.66; break; case 739: bar = 0.66; break; case 740: bar = 0.66; break; case 741: bar = 0.65; break; case 742: bar = 0.65; break; case 743: bar = 0.65; break; case 744: bar = 0.65; break; case 745: bar = 0.65; break; case 746: bar = 0.64; break; case 747: bar = 0.64; break; case 748: bar = 0.64; break; case 749: bar = 0.64; break; case 750: bar = 0.64; break; case 751: bar = 0.64; break; case 752: bar = 0.63; break; case 753: bar = 0.63; break; case 754: bar = 0.63; break; case 755: bar = 0.63; break; case 756: bar = 0.63; break; case 757: bar = 0.62; break; case 758: bar = 0.62; break; case 759: bar = 0.62; break; case 760: bar = 0.62; break; case 761: bar = 0.62; break; case 762: bar = 0.61; break; case 763: bar = 0.61; break; case 764: bar = 0.61; break; case 765: bar = 0.61; break; case 766: bar = 0.61; break; case 767: bar = 0.61; break; case 768: bar = 0.6; break; case 769: bar = 0.6; break; case 770: bar = 0.6; break; case 771: bar = 0.6; break; case 772: bar = 0.6; break; case 773: bar = 0.6; break; case 774: bar = 0.59; break; case 775: bar = 0.59; break; case 776: bar = 0.59; break; case 777: bar = 0.59; break; case 778: bar = 0.59; break; case 779: bar = 0.59; break; case 780: bar = 0.58; break; case 781: bar = 0.58; break; case 782: bar = 0.58; break; case 783: bar = 0.58; break; case 784: bar = 0.58; break; case 785: bar = 0.57; break; case 786: bar = 0.57; break; case 787: bar = 0.57; break; case 788: bar = 0.57; break; case 789: bar = 0.57; break; case 790: bar = 0.57; break; case 791: bar = 0.56; break; case 792: bar = 0.56; break; case 793: bar = 0.56; break; case 794: bar = 0.56; break; case 795: bar = 0.56; break; case 796: bar = 0.56; break; case 797: bar = 0.55; break; case 798: bar = 0.55; break; case 799: bar = 0.55; break; case 800: bar = 0.55; break; case 801: bar = 0.55; break; case 802: bar = 0.55; break; case 803: bar = 0.54; break; case 804: bar = 0.54; break; case 805: bar = 0.54; break; case 806: bar = 0.54; break; case 807: bar = 0.54; break; case 808: bar = 0.54; break; case 809: bar = 0.53; break; case 810: bar = 0.53; break; case 811: bar = 0.53; break; case 812: bar = 0.53; break; case 813: bar = 0.53; break; case 814: bar = 0.53; break; case 815: bar = 0.53; break; case 816: bar = 0.52; break; case 817: bar = 0.52; break; case 818: bar = 0.52; break; case 819: bar = 0.52; break; case 820: bar = 0.52; break; case 821: bar = 0.52; break; case 822: bar = 0.51; break; case 823: bar = 0.51; break; case 824: bar = 0.51; break; case 825: bar = 0.51; break; case 826: bar = 0.51; break; case 827: bar = 0.51; break; case 828: bar = 0.5; break; case 829: bar = 0.5; break; case 830: bar = 0.5; break; case 831: bar = 0.5; break; case 832: bar = 0.5; break; case 833: bar = 0.5; break; case 834: bar = 0.5; break; case 835: bar = 0.49; break; case 836: bar = 0.49; break; case 837: bar = 0.49; break; case 838: bar = 0.49; break; case 839: bar = 0.49; break; case 840: bar = 0.49; break; case 841: bar = 0.48; break; case 842: bar = 0.48; break; case 843: bar = 0.48; break; case 844: bar = 0.48; break; case 845: bar = 0.48; break; case 846: bar = 0.48; break; case 847: bar = 0.48; break; case 848: bar = 0.47; break; case 849: bar = 0.47; break; case 850: bar = 0.47; break; case 851: bar = 0.47; break; case 852: bar = 0.47; break; case 853: bar = 0.47; break; case 854: bar = 0.47; break; case 855: bar = 0.46; break; case 856: bar = 0.46; break; case 857: bar = 0.46; break; case 858: bar = 0.46; break; case 859: bar = 0.46; break; case 860: bar = 0.46; break; case 861: bar = 0.46; break; case 862: bar = 0.45; break; case 863: bar = 0.45; break; case 864: bar = 0.45; break; case 865: bar = 0.45; break; case 866: bar = 0.45; break; case 867: bar = 0.45; break; case 868: bar = 0.45; break; case 869: bar = 0.44; break; case 870: bar = 0.44; break; case 871: bar = 0.44; break; case 872: bar = 0.44; break; case 873: bar = 0.44; break; case 874: bar = 0.44; break; case 875: bar = 0.44; break; case 876: bar = 0.43; break; case 877: bar = 0.43; break; case 878: bar = 0.43; break; case 879: bar = 0.43; break; case 880: bar = 0.43; break; case 881: bar = 0.43; break; case 882: bar = 0.43; break; case 883: bar = 0.42; break; case 884: bar = 0.42; break; case 885: bar = 0.42; break; case 886: bar = 0.42; break; case 887: bar = 0.42; break; case 888: bar = 0.42; break; case 889: bar = 0.42; break; case 890: bar = 0.41; break; case 891: bar = 0.41; break; case 892: bar = 0.41; break; case 893: bar = 0.41; break; case 894: bar = 0.41; break; case 895: bar = 0.41; break; case 896: bar = 0.41; break; case 897: bar = 0.41; break; case 898: bar = 0.4; break; case 899: bar = 0.4; break; case 900: bar = 0.4; break; case 901: bar = 0.4; break; case 902: bar = 0.4; break; case 903: bar = 0.4; break; case 904: bar = 0.4; break; case 905: bar = 0.39; break; case 906: bar = 0.39; break; case 907: bar = 0.39; break; case 908: bar = 0.39; break; case 909: bar = 0.39; break; case 910: bar = 0.39; break; case 911: bar = 0.39; break; case 912: bar = 0.39; break; case 913: bar = 0.38; break; case 914: bar = 0.38; break; case 915: bar = 0.38; break; case 916: bar = 0.38; break; case 917: bar = 0.38; break; case 918: bar = 0.38; break; case 919: bar = 0.38; break; case 920: bar = 0.38; break; case 921: bar = 0.37; break; case 922: bar = 0.37; break; case 923: bar = 0.37; break; case 924: bar = 0.37; break; case 925: bar = 0.37; break; case 926: bar = 0.37; break; case 927: bar = 0.37; break; case 928: bar = 0.37; break; case 929: bar = 0.36; break; case 930: bar = 0.36; break; case 931: bar = 0.36; break; case 932: bar = 0.36; break; case 933: bar = 0.36; break; case 934: bar = 0.36; break; case 935: bar = 0.36; break; case 936: bar = 0.36; break; case 937: bar = 0.35; break; case 938: bar = 0.35; break; case 939: bar = 0.35; break; case 940: bar = 0.35; break; case 941: bar = 0.35; break; case 942: bar = 0.35; break; case 943: bar = 0.35; break; case 944: bar = 0.35; break; case 945: bar = 0.34; break; case 946: bar = 0.34; break; case 947: bar = 0.34; break; case 948: bar = 0.34; break; case 949: bar = 0.34; break; case 950: bar = 0.34; break; case 951: bar = 0.34; break; case 952: bar = 0.34; break; case 953: bar = 0.33; break; case 954: bar = 0.33; break; case 955: bar = 0.33; break; case 956: bar = 0.33; break; case 957: bar = 0.33; break; case 958: bar = 0.33; break; case 959: bar = 0.33; break; case 960: bar = 0.33; break; case 961: bar = 0.32; break; case 962: bar = 0.32; break; case 963: bar = 0.32; break; case 964: bar = 0.32; break; case 965: bar = 0.32; break; case 966: bar = 0.32; break; case 967: bar = 0.32; break; case 968: bar = 0.32; break; case 969: bar = 0.32; break; case 970: bar = 0.31; break; case 971: bar = 0.31; break; case 972: bar = 0.31; break; case 973: bar = 0.31; break; case 974: bar = 0.31; break; case 975: bar = 0.31; break; case 976: bar = 0.31; break; case 977: bar = 0.31; break; case 978: bar = 0.3; break; case 979: bar = 0.3; break; case 980: bar = 0.3; break; case 981: bar = 0.3; break; case 982: bar = 0.3; break; case 983: bar = 0.3; break; case 984: bar = 0.3; break; case 985: bar = 0.3; break; case 986: bar = 0.3; break; case 987: bar = 0.29; break; case 988: bar = 0.29; break; case 989: bar = 0.29; break; case 990: bar = 0.29; break; case 991: bar = 0.29; break; case 992: bar = 0.29; break; case 993: bar = 0.29; break; case 994: bar = 0.29; break; case 995: bar = 0.29; break; case 996: bar = 0.28; break; case 997: bar = 0.28; break; case 998: bar = 0.28; break; case 999: bar = 0.28; break; case 1000: bar = 0.28; break; case 1001: bar = 0.28; break; case 1002: bar = 0.28; break; case 1003: bar = 0.28; break; case 1004: bar = 0.28; break; case 1005: bar = 0.27; break; case 1006: bar = 0.27; break; case 1007: bar = 0.27; break; case 1008: bar = 0.27; break; case 1009: bar = 0.27; break; case 1010: bar = 0.27; break; case 1011: bar = 0.27; break; case 1012: bar = 0.27; break; case 1013: bar = 0.27; break; case 1014: bar = 0.26; break; case 1015: bar = 0.26; break; case 1016: bar = 0.26; break; case 1017: bar = 0.26; break; case 1018: bar = 0.26; break; case 1019: bar = 0.26; break; case 1020: bar = 0.26; break; case 1021: bar = 0.26; break; case 1022: bar = 0.26; break; case 1023: bar = 0.26; break; case 1024: bar = 0.25; break;
case 18: bar = 31.82; break; | case 18: bar = 31.82; break; case 19: bar = 30.49; break; case 20: bar = 29.27; break; case 21: bar = 28.15; break; case 22: bar = 27.12; break; case 23: bar = 26.17; break; case 24: bar = 25.29; break; case 25: bar = 24.47; break; case 26: bar = 23.71; break; case 27: bar = 22.99; break; case 28: bar = 22.32; break; case 29: bar = 21.69; break; case 30: bar = 21.1; break; case 31: bar = 20.54; break; case 32: bar = 20.02; break; case 33: bar = 19.52; break; case 34: bar = 19.04; break; case 35: bar = 18.59; break; case 36: bar = 18.16; break; case 37: bar = 17.76; break; case 38: bar = 17.37; break; case 39: bar = 17; break; case 40: bar = 16.64; break; case 41: bar = 16.3; break; case 42: bar = 15.98; break; case 43: bar = 15.67; break; case 44: bar = 15.37; break; case 45: bar = 15.08; break; case 46: bar = 14.81; break; case 47: bar = 14.54; break; case 48: bar = 14.28; break; case 49: bar = 14.04; break; case 50: bar = 13.8; break; case 51: bar = 13.57; break; case 52: bar = 13.35; break; case 53: bar = 13.13; break; case 54: bar = 12.93; break; case 55: bar = 12.73; break; case 56: bar = 12.53; break; case 57: bar = 12.34; break; case 58: bar = 12.16; break; case 59: bar = 11.98; break; case 60: bar = 11.81; break; case 61: bar = 11.65; break; case 62: bar = 11.48; break; case 63: bar = 11.33; break; case 64: bar = 11.17; break; case 65: bar = 11.02; break; case 66: bar = 10.88; break; case 67: bar = 10.74; break; case 68: bar = 10.6; break; case 69: bar = 10.47; break; case 70: bar = 10.34; break; case 71: bar = 10.21; break; case 72: bar = 10.09; break; case 73: bar = 9.97; break; case 74: bar = 9.85; break; case 75: bar = 9.73; break; case 76: bar = 9.62; break; case 77: bar = 9.51; break; case 78: bar = 9.4; break; case 79: bar = 9.3; break; case 80: bar = 9.19; break; case 81: bar = 9.09; break; case 82: bar = 9; break; case 83: bar = 8.9; break; case 84: bar = 8.81; break; case 85: bar = 8.71; break; case 86: bar = 8.62; break; case 87: bar = 8.53; break; case 88: bar = 8.45; break; case 89: bar = 8.36; break; case 90: bar = 8.28; break; case 91: bar = 8.2; break; case 92: bar = 8.12; break; case 93: bar = 8.04; break; case 94: bar = 7.96; break; case 95: bar = 7.89; break; case 96: bar = 7.81; break; case 97: bar = 7.74; break; case 98: bar = 7.67; break; case 99: bar = 7.6; break; case 100: bar = 7.53; break; case 101: bar = 7.46; break; case 102: bar = 7.4; break; case 103: bar = 7.33; break; case 104: bar = 7.27; break; case 105: bar = 7.2; break; case 106: bar = 7.14; break; case 107: bar = 7.08; break; case 108: bar = 7.02; break; case 109: bar = 6.96; break; case 110: bar = 6.9; break; case 111: bar = 6.85; break; case 112: bar = 6.79; break; case 113: bar = 6.74; break; case 114: bar = 6.68; break; case 115: bar = 6.63; break; case 116: bar = 6.57; break; case 117: bar = 6.52; break; case 118: bar = 6.47; break; case 119: bar = 6.42; break; case 120: bar = 6.37; break; case 121: bar = 6.32; break; case 122: bar = 6.27; break; case 123: bar = 6.23; break; case 124: bar = 6.18; break; case 125: bar = 6.13; break; case 126: bar = 6.09; break; case 127: bar = 6.04; break; case 128: bar = 6; break; case 129: bar = 5.95; break; case 130: bar = 5.91; break; case 131: bar = 5.87; break; case 132: bar = 5.83; break; case 133: bar = 5.79; break; case 134: bar = 5.75; break; case 135: bar = 5.71; break; case 136: bar = 5.67; break; case 137: bar = 5.63; break; case 138: bar = 5.59; break; case 139: bar = 5.55; break; case 140: bar = 5.51; break; case 141: bar = 5.47; break; case 142: bar = 5.44; break; case 143: bar = 5.4; break; case 144: bar = 5.37; break; case 145: bar = 5.33; break; case 146: bar = 5.3; break; case 147: bar = 5.26; break; case 148: bar = 5.23; break; case 149: bar = 5.19; break; case 150: bar = 5.16; break; case 151: bar = 5.13; break; case 152: bar = 5.09; break; case 153: bar = 5.06; break; case 154: bar = 5.03; break; case 155: bar = 5; break; case 156: bar = 4.97; break; case 157: bar = 4.94; break; case 158: bar = 4.91; break; case 159: bar = 4.88; break; case 160: bar = 4.85; break; case 161: bar = 4.82; break; case 162: bar = 4.79; break; case 163: bar = 4.76; break; case 164: bar = 4.73; break; case 165: bar = 4.7; break; case 166: bar = 4.68; break; case 167: bar = 4.65; break; case 168: bar = 4.62; break; case 169: bar = 4.59; break; case 170: bar = 4.57; break; case 171: bar = 4.54; break; case 172: bar = 4.52; break; case 173: bar = 4.49; break; case 174: bar = 4.46; break; case 175: bar = 4.44; break; case 176: bar = 4.41; break; case 177: bar = 4.39; break; case 178: bar = 4.36; break; case 179: bar = 4.34; break; case 180: bar = 4.32; break; case 181: bar = 4.29; break; case 182: bar = 4.27; break; case 183: bar = 4.25; break; case 184: bar = 4.22; break; case 185: bar = 4.2; break; case 186: bar = 4.18; break; case 187: bar = 4.15; break; case 188: bar = 4.13; break; case 189: bar = 4.11; break; case 190: bar = 4.09; break; case 191: bar = 4.07; break; case 192: bar = 4.05; break; case 193: bar = 4.02; break; case 194: bar = 4; break; case 195: bar = 3.98; break; case 196: bar = 3.96; break; case 197: bar = 3.94; break; case 198: bar = 3.92; break; case 199: bar = 3.9; break; case 200: bar = 3.88; break; case 201: bar = 3.86; break; case 202: bar = 3.84; break; case 203: bar = 3.82; break; case 204: bar = 3.8; break; case 205: bar = 3.78; break; case 206: bar = 3.77; break; case 207: bar = 3.75; break; case 208: bar = 3.73; break; case 209: bar = 3.71; break; case 210: bar = 3.69; break; case 211: bar = 3.67; break; case 212: bar = 3.66; break; case 213: bar = 3.64; break; case 214: bar = 3.62; break; case 215: bar = 3.6; break; case 216: bar = 3.59; break; case 217: bar = 3.57; break; case 218: bar = 3.55; break; case 219: bar = 3.53; break; case 220: bar = 3.52; break; case 221: bar = 3.5; break; case 222: bar = 3.48; break; case 223: bar = 3.47; break; case 224: bar = 3.45; break; case 225: bar = 3.44; break; case 226: bar = 3.42; break; case 227: bar = 3.4; break; case 228: bar = 3.39; break; case 229: bar = 3.37; break; case 230: bar = 3.36; break; case 231: bar = 3.34; break; case 232: bar = 3.33; break; case 233: bar = 3.31; break; case 234: bar = 3.3; break; case 235: bar = 3.28; break; case 236: bar = 3.27; break; case 237: bar = 3.25; break; case 238: bar = 3.24; break; case 239: bar = 3.22; break; case 240: bar = 3.21; break; case 241: bar = 3.19; break; case 242: bar = 3.18; break; case 243: bar = 3.17; break; case 244: bar = 3.15; break; case 245: bar = 3.14; break; case 246: bar = 3.12; break; case 247: bar = 3.11; break; case 248: bar = 3.1; break; case 249: bar = 3.08; break; case 250: bar = 3.07; break; case 251: bar = 3.06; break; case 252: bar = 3.04; break; case 253: bar = 3.03; break; case 254: bar = 3.02; break; case 255: bar = 3.01; break; case 256: bar = 2.99; break; case 257: bar = 2.98; break; case 258: bar = 2.97; break; case 259: bar = 2.96; break; case 260: bar = 2.94; break; case 261: bar = 2.93; break; case 262: bar = 2.92; break; case 263: bar = 2.91; break; case 264: bar = 2.89; break; case 265: bar = 2.88; break; case 266: bar = 2.87; break; case 267: bar = 2.86; break; case 268: bar = 2.85; break; case 269: bar = 2.83; break; case 270: bar = 2.82; break; case 271: bar = 2.81; break; case 272: bar = 2.8; break; case 273: bar = 2.79; break; case 274: bar = 2.78; break; case 275: bar = 2.77; break; case 276: bar = 2.76; break; case 277: bar = 2.74; break; case 278: bar = 2.73; break; case 279: bar = 2.72; break; case 280: bar = 2.71; break; case 281: bar = 2.7; break; case 282: bar = 2.69; break; case 283: bar = 2.68; break; case 284: bar = 2.67; break; case 285: bar = 2.66; break; case 286: bar = 2.65; break; case 287: bar = 2.64; break; case 288: bar = 2.63; break; case 289: bar = 2.62; break; case 290: bar = 2.61; break; case 291: bar = 2.6; break; case 292: bar = 2.59; break; case 293: bar = 2.58; break; case 294: bar = 2.57; break; case 295: bar = 2.56; break; case 296: bar = 2.55; break; case 297: bar = 2.54; break; case 298: bar = 2.53; break; case 299: bar = 2.52; break; case 300: bar = 2.51; break; case 301: bar = 2.5; break; case 302: bar = 2.49; break; case 303: bar = 2.48; break; case 304: bar = 2.47; break; case 305: bar = 2.46; break; case 306: bar = 2.45; break; case 307: bar = 2.44; break; case 308: bar = 2.43; break; case 309: bar = 2.42; break; case 310: bar = 2.41; break; case 311: bar = 2.41; break; case 312: bar = 2.4; break; case 313: bar = 2.39; break; case 314: bar = 2.38; break; case 315: bar = 2.37; break; case 316: bar = 2.36; break; case 317: bar = 2.35; break; case 318: bar = 2.34; break; case 319: bar = 2.34; break; case 320: bar = 2.33; break; case 321: bar = 2.32; break; case 322: bar = 2.31; break; case 323: bar = 2.3; break; case 324: bar = 2.29; break; case 325: bar = 2.28; break; case 326: bar = 2.28; break; case 327: bar = 2.27; break; case 328: bar = 2.26; break; case 329: bar = 2.25; break; case 330: bar = 2.24; break; case 331: bar = 2.24; break; case 332: bar = 2.23; break; case 333: bar = 2.22; break; case 334: bar = 2.21; break; case 335: bar = 2.2; break; case 336: bar = 2.2; break; case 337: bar = 2.19; break; case 338: bar = 2.18; break; case 339: bar = 2.17; break; case 340: bar = 2.17; break; case 341: bar = 2.16; break; case 342: bar = 2.15; break; case 343: bar = 2.14; break; case 344: bar = 2.13; break; case 345: bar = 2.13; break; case 346: bar = 2.12; break; case 347: bar = 2.11; break; case 348: bar = 2.11; break; case 349: bar = 2.1; break; case 350: bar = 2.09; break; case 351: bar = 2.08; break; case 352: bar = 2.08; break; case 353: bar = 2.07; break; case 354: bar = 2.06; break; case 355: bar = 2.05; break; case 356: bar = 2.05; break; case 357: bar = 2.04; break; case 358: bar = 2.03; break; case 359: bar = 2.03; break; case 360: bar = 2.02; break; case 361: bar = 2.01; break; case 362: bar = 2.01; break; case 363: bar = 2; break; case 364: bar = 1.99; break; case 365: bar = 1.99; break; case 366: bar = 1.98; break; case 367: bar = 1.97; break; case 368: bar = 1.97; break; case 369: bar = 1.96; break; case 370: bar = 1.95; break; case 371: bar = 1.95; break; case 372: bar = 1.94; break; case 373: bar = 1.93; break; case 374: bar = 1.93; break; case 375: bar = 1.92; break; case 376: bar = 1.91; break; case 377: bar = 1.91; break; case 378: bar = 1.9; break; case 379: bar = 1.89; break; case 380: bar = 1.89; break; case 381: bar = 1.88; break; case 382: bar = 1.88; break; case 383: bar = 1.87; break; case 384: bar = 1.86; break; case 385: bar = 1.86; break; case 386: bar = 1.85; break; case 387: bar = 1.85; break; case 388: bar = 1.84; break; case 389: bar = 1.83; break; case 390: bar = 1.83; break; case 391: bar = 1.82; break; case 392: bar = 1.82; break; case 393: bar = 1.81; break; case 394: bar = 1.8; break; case 395: bar = 1.8; break; case 396: bar = 1.79; break; case 397: bar = 1.79; break; case 398: bar = 1.78; break; case 399: bar = 1.77; break; case 400: bar = 1.77; break; case 401: bar = 1.76; break; case 402: bar = 1.76; break; case 403: bar = 1.75; break; case 404: bar = 1.75; break; case 405: bar = 1.74; break; case 406: bar = 1.73; break; case 407: bar = 1.73; break; case 408: bar = 1.72; break; case 409: bar = 1.72; break; case 410: bar = 1.71; break; case 411: bar = 1.71; break; case 412: bar = 1.7; break; case 413: bar = 1.7; break; case 414: bar = 1.69; break; case 415: bar = 1.69; break; case 416: bar = 1.68; break; case 417: bar = 1.67; break; case 418: bar = 1.67; break; case 419: bar = 1.66; break; case 420: bar = 1.66; break; case 421: bar = 1.65; break; case 422: bar = 1.65; break; case 423: bar = 1.64; break; case 424: bar = 1.64; break; case 425: bar = 1.63; break; case 426: bar = 1.63; break; case 427: bar = 1.62; break; case 428: bar = 1.62; break; case 429: bar = 1.61; break; case 430: bar = 1.61; break; case 431: bar = 1.6; break; case 432: bar = 1.6; break; case 433: bar = 1.59; break; case 434: bar = 1.59; break; case 435: bar = 1.58; break; case 436: bar = 1.58; break; case 437: bar = 1.57; break; case 438: bar = 1.57; break; case 439: bar = 1.56; break; case 440: bar = 1.56; break; case 441: bar = 1.55; break; case 442: bar = 1.55; break; case 443: bar = 1.54; break; case 444: bar = 1.54; break; case 445: bar = 1.53; break; case 446: bar = 1.53; break; case 447: bar = 1.53; break; case 448: bar = 1.52; break; case 449: bar = 1.52; break; case 450: bar = 1.51; break; case 451: bar = 1.51; break; case 452: bar = 1.5; break; case 453: bar = 1.5; break; case 454: bar = 1.49; break; case 455: bar = 1.49; break; case 456: bar = 1.48; break; case 457: bar = 1.48; break; case 458: bar = 1.47; break; case 459: bar = 1.47; break; case 460: bar = 1.47; break; case 461: bar = 1.46; break; case 462: bar = 1.46; break; case 463: bar = 1.45; break; case 464: bar = 1.45; break; case 465: bar = 1.44; break; case 466: bar = 1.44; break; case 467: bar = 1.44; break; case 468: bar = 1.43; break; case 469: bar = 1.43; break; case 470: bar = 1.42; break; case 471: bar = 1.42; break; case 472: bar = 1.41; break; case 473: bar = 1.41; break; case 474: bar = 1.41; break; case 475: bar = 1.4; break; case 476: bar = 1.4; break; case 477: bar = 1.39; break; case 478: bar = 1.39; break; case 479: bar = 1.38; break; case 480: bar = 1.38; break; case 481: bar = 1.38; break; case 482: bar = 1.37; break; case 483: bar = 1.37; break; case 484: bar = 1.36; break; case 485: bar = 1.36; break; case 486: bar = 1.36; break; case 487: bar = 1.35; break; case 488: bar = 1.35; break; case 489: bar = 1.34; break; case 490: bar = 1.34; break; case 491: bar = 1.34; break; case 492: bar = 1.33; break; case 493: bar = 1.33; break; case 494: bar = 1.32; break; case 495: bar = 1.32; break; case 496: bar = 1.32; break; case 497: bar = 1.31; break; case 498: bar = 1.31; break; case 499: bar = 1.3; break; case 500: bar = 1.3; break; case 501: bar = 1.3; break; case 502: bar = 1.29; break; case 503: bar = 1.29; break; case 504: bar = 1.29; break; case 505: bar = 1.28; break; case 506: bar = 1.28; break; case 507: bar = 1.27; break; case 508: bar = 1.27; break; case 509: bar = 1.27; break; case 510: bar = 1.26; break; case 511: bar = 1.26; break; case 512: bar = 1.26; break; case 513: bar = 1.25; break; case 514: bar = 1.25; break; case 515: bar = 1.24; break; case 516: bar = 1.24; break; case 517: bar = 1.24; break; case 518: bar = 1.23; break; case 519: bar = 1.23; break; case 520: bar = 1.23; break; case 521: bar = 1.22; break; case 522: bar = 1.22; break; case 523: bar = 1.22; break; case 524: bar = 1.21; break; case 525: bar = 1.21; break; case 526: bar = 1.21; break; case 527: bar = 1.2; break; case 528: bar = 1.2; break; case 529: bar = 1.2; break; case 530: bar = 1.19; break; case 531: bar = 1.19; break; case 532: bar = 1.18; break; case 533: bar = 1.18; break; case 534: bar = 1.18; break; case 535: bar = 1.17; break; case 536: bar = 1.17; break; case 537: bar = 1.17; break; case 538: bar = 1.16; break; case 539: bar = 1.16; break; case 540: bar = 1.16; break; case 541: bar = 1.15; break; case 542: bar = 1.15; break; case 543: bar = 1.15; break; case 544: bar = 1.14; break; case 545: bar = 1.14; break; case 546: bar = 1.14; break; case 547: bar = 1.13; break; case 548: bar = 1.13; break; case 549: bar = 1.13; break; case 550: bar = 1.12; break; case 551: bar = 1.12; break; case 552: bar = 1.12; break; case 553: bar = 1.12; break; case 554: bar = 1.11; break; case 555: bar = 1.11; break; case 556: bar = 1.11; break; case 557: bar = 1.1; break; case 558: bar = 1.1; break; case 559: bar = 1.1; break; case 560: bar = 1.09; break; case 561: bar = 1.09; break; case 562: bar = 1.09; break; case 563: bar = 1.08; break; case 564: bar = 1.08; break; case 565: bar = 1.08; break; case 566: bar = 1.07; break; case 567: bar = 1.07; break; case 568: bar = 1.07; break; case 569: bar = 1.07; break; case 570: bar = 1.06; break; case 571: bar = 1.06; break; case 572: bar = 1.06; break; case 573: bar = 1.05; break; case 574: bar = 1.05; break; case 575: bar = 1.05; break; case 576: bar = 1.04; break; case 577: bar = 1.04; break; case 578: bar = 1.04; break; case 579: bar = 1.04; break; case 580: bar = 1.03; break; case 581: bar = 1.03; break; case 582: bar = 1.03; break; case 583: bar = 1.02; break; case 584: bar = 1.02; break; case 585: bar = 1.02; break; case 586: bar = 1.02; break; case 587: bar = 1.01; break; case 588: bar = 1.01; break; case 589: bar = 1.01; break; case 590: bar = 1; break; case 591: bar = 1; break; case 592: bar = 1; break; case 593: bar = 1; break; case 594: bar = 0.99; break; case 595: bar = 0.99; break; case 596: bar = 0.99; break; case 597: bar = 0.98; break; case 598: bar = 0.98; break; case 599: bar = 0.98; break; case 600: bar = 0.98; break; case 601: bar = 0.97; break; case 602: bar = 0.97; break; case 603: bar = 0.97; break; case 604: bar = 0.96; break; case 605: bar = 0.96; break; case 606: bar = 0.96; break; case 607: bar = 0.96; break; case 608: bar = 0.95; break; case 609: bar = 0.95; break; case 610: bar = 0.95; break; case 611: bar = 0.95; break; case 612: bar = 0.94; break; case 613: bar = 0.94; break; case 614: bar = 0.94; break; case 615: bar = 0.94; break; case 616: bar = 0.93; break; case 617: bar = 0.93; break; case 618: bar = 0.93; break; case 619: bar = 0.92; break; case 620: bar = 0.92; break; case 621: bar = 0.92; break; case 622: bar = 0.92; break; case 623: bar = 0.91; break; case 624: bar = 0.91; break; case 625: bar = 0.91; break; case 626: bar = 0.91; break; case 627: bar = 0.9; break; case 628: bar = 0.9; break; case 629: bar = 0.9; break; case 630: bar = 0.9; break; case 631: bar = 0.89; break; case 632: bar = 0.89; break; case 633: bar = 0.89; break; case 634: bar = 0.89; break; case 635: bar = 0.88; break; case 636: bar = 0.88; break; case 637: bar = 0.88; break; case 638: bar = 0.88; break; case 639: bar = 0.87; break; case 640: bar = 0.87; break; case 641: bar = 0.87; break; case 642: bar = 0.87; break; case 643: bar = 0.86; break; case 644: bar = 0.86; break; case 645: bar = 0.86; break; case 646: bar = 0.86; break; case 647: bar = 0.85; break; case 648: bar = 0.85; break; case 649: bar = 0.85; break; case 650: bar = 0.85; break; case 651: bar = 0.84; break; case 652: bar = 0.84; break; case 653: bar = 0.84; break; case 654: bar = 0.84; break; case 655: bar = 0.84; break; case 656: bar = 0.83; break; case 657: bar = 0.83; break; case 658: bar = 0.83; break; case 659: bar = 0.83; break; case 660: bar = 0.82; break; case 661: bar = 0.82; break; case 662: bar = 0.82; break; case 663: bar = 0.82; break; case 664: bar = 0.81; break; case 665: bar = 0.81; break; case 666: bar = 0.81; break; case 667: bar = 0.81; break; case 668: bar = 0.81; break; case 669: bar = 0.8; break; case 670: bar = 0.8; break; case 671: bar = 0.8; break; case 672: bar = 0.8; break; case 673: bar = 0.79; break; case 674: bar = 0.79; break; case 675: bar = 0.79; break; case 676: bar = 0.79; break; case 677: bar = 0.78; break; case 678: bar = 0.78; break; case 679: bar = 0.78; break; case 680: bar = 0.78; break; case 681: bar = 0.78; break; case 682: bar = 0.77; break; case 683: bar = 0.77; break; case 684: bar = 0.77; break; case 685: bar = 0.77; break; case 686: bar = 0.77; break; case 687: bar = 0.76; break; case 688: bar = 0.76; break; case 689: bar = 0.76; break; case 690: bar = 0.76; break; case 691: bar = 0.75; break; case 692: bar = 0.75; break; case 693: bar = 0.75; break; case 694: bar = 0.75; break; case 695: bar = 0.75; break; case 696: bar = 0.74; break; case 697: bar = 0.74; break; case 698: bar = 0.74; break; case 699: bar = 0.74; break; case 700: bar = 0.74; break; case 701: bar = 0.73; break; case 702: bar = 0.73; break; case 703: bar = 0.73; break; case 704: bar = 0.73; break; case 705: bar = 0.72; break; case 706: bar = 0.72; break; case 707: bar = 0.72; break; case 708: bar = 0.72; break; case 709: bar = 0.72; break; case 710: bar = 0.71; break; case 711: bar = 0.71; break; case 712: bar = 0.71; break; case 713: bar = 0.71; break; case 714: bar = 0.71; break; case 715: bar = 0.7; break; case 716: bar = 0.7; break; case 717: bar = 0.7; break; case 718: bar = 0.7; break; case 719: bar = 0.7; break; case 720: bar = 0.69; break; case 721: bar = 0.69; break; case 722: bar = 0.69; break; case 723: bar = 0.69; break; case 724: bar = 0.69; break; case 725: bar = 0.68; break; case 726: bar = 0.68; break; case 727: bar = 0.68; break; case 728: bar = 0.68; break; case 729: bar = 0.68; break; case 730: bar = 0.67; break; case 731: bar = 0.67; break; case 732: bar = 0.67; break; case 733: bar = 0.67; break; case 734: bar = 0.67; break; case 735: bar = 0.67; break; case 736: bar = 0.66; break; case 737: bar = 0.66; break; case 738: bar = 0.66; break; case 739: bar = 0.66; break; case 740: bar = 0.66; break; case 741: bar = 0.65; break; case 742: bar = 0.65; break; case 743: bar = 0.65; break; case 744: bar = 0.65; break; case 745: bar = 0.65; break; case 746: bar = 0.64; break; case 747: bar = 0.64; break; case 748: bar = 0.64; break; case 749: bar = 0.64; break; case 750: bar = 0.64; break; case 751: bar = 0.64; break; case 752: bar = 0.63; break; case 753: bar = 0.63; break; case 754: bar = 0.63; break; case 755: bar = 0.63; break; case 756: bar = 0.63; break; case 757: bar = 0.62; break; case 758: bar = 0.62; break; case 759: bar = 0.62; break; case 760: bar = 0.62; break; case 761: bar = 0.62; break; case 762: bar = 0.61; break; case 763: bar = 0.61; break; case 764: bar = 0.61; break; case 765: bar = 0.61; break; case 766: bar = 0.61; break; case 767: bar = 0.61; break; case 768: bar = 0.6; break; case 769: bar = 0.6; break; case 770: bar = 0.6; break; case 771: bar = 0.6; break; case 772: bar = 0.6; break; case 773: bar = 0.6; break; case 774: bar = 0.59; break; case 775: bar = 0.59; break; case 776: bar = 0.59; break; case 777: bar = 0.59; break; case 778: bar = 0.59; break; case 779: bar = 0.59; break; case 780: bar = 0.58; break; case 781: bar = 0.58; break; case 782: bar = 0.58; break; case 783: bar = 0.58; break; case 784: bar = 0.58; break; case 785: bar = 0.57; break; case 786: bar = 0.57; break; case 787: bar = 0.57; break; case 788: bar = 0.57; break; case 789: bar = 0.57; break; case 790: bar = 0.57; break; case 791: bar = 0.56; break; case 792: bar = 0.56; break; case 793: bar = 0.56; break; case 794: bar = 0.56; break; case 795: bar = 0.56; break; case 796: bar = 0.56; break; case 797: bar = 0.55; break; case 798: bar = 0.55; break; case 799: bar = 0.55; break; case 800: bar = 0.55; break; case 801: bar = 0.55; break; case 802: bar = 0.55; break; case 803: bar = 0.54; break; case 804: bar = 0.54; break; case 805: bar = 0.54; break; case 806: bar = 0.54; break; case 807: bar = 0.54; break; case 808: bar = 0.54; break; case 809: bar = 0.53; break; case 810: bar = 0.53; break; case 811: bar = 0.53; break; case 812: bar = 0.53; break; case 813: bar = 0.53; break; case 814: bar = 0.53; break; case 815: bar = 0.53; break; case 816: bar = 0.52; break; case 817: bar = 0.52; break; case 818: bar = 0.52; break; case 819: bar = 0.52; break; case 820: bar = 0.52; break; case 821: bar = 0.52; break; case 822: bar = 0.51; break; case 823: bar = 0.51; break; case 824: bar = 0.51; break; case 825: bar = 0.51; break; case 826: bar = 0.51; break; case 827: bar = 0.51; break; case 828: bar = 0.5; break; case 829: bar = 0.5; break; case 830: bar = 0.5; break; case 831: bar = 0.5; break; case 832: bar = 0.5; break; case 833: bar = 0.5; break; case 834: bar = 0.5; break; case 835: bar = 0.49; break; case 836: bar = 0.49; break; case 837: bar = 0.49; break; case 838: bar = 0.49; break; case 839: bar = 0.49; break; case 840: bar = 0.49; break; case 841: bar = 0.48; break; case 842: bar = 0.48; break; case 843: bar = 0.48; break; case 844: bar = 0.48; break; case 845: bar = 0.48; break; case 846: bar = 0.48; break; case 847: bar = 0.48; break; case 848: bar = 0.47; break; case 849: bar = 0.47; break; case 850: bar = 0.47; break; case 851: bar = 0.47; break; case 852: bar = 0.47; break; case 853: bar = 0.47; break; case 854: bar = 0.47; break; case 855: bar = 0.46; break; case 856: bar = 0.46; break; case 857: bar = 0.46; break; case 858: bar = 0.46; break; case 859: bar = 0.46; break; case 860: bar = 0.46; break; case 861: bar = 0.46; break; case 862: bar = 0.45; break; case 863: bar = 0.45; break; case 864: bar = 0.45; break; case 865: bar = 0.45; break; case 866: bar = 0.45; break; case 867: bar = 0.45; break; case 868: bar = 0.45; break; case 869: bar = 0.44; break; case 870: bar = 0.44; break; case 871: bar = 0.44; break; case 872: bar = 0.44; break; case 873: bar = 0.44; break; case 874: bar = 0.44; break; case 875: bar = 0.44; break; case 876: bar = 0.43; break; case 877: bar = 0.43; break; case 878: bar = 0.43; break; case 879: bar = 0.43; break; case 880: bar = 0.43; break; case 881: bar = 0.43; break; case 882: bar = 0.43; break; case 883: bar = 0.42; break; case 884: bar = 0.42; break; case 885: bar = 0.42; break; case 886: bar = 0.42; break; case 887: bar = 0.42; break; case 888: bar = 0.42; break; case 889: bar = 0.42; break; case 890: bar = 0.41; break; case 891: bar = 0.41; break; case 892: bar = 0.41; break; case 893: bar = 0.41; break; case 894: bar = 0.41; break; case 895: bar = 0.41; break; case 896: bar = 0.41; break; case 897: bar = 0.41; break; case 898: bar = 0.4; break; case 899: bar = 0.4; break; case 900: bar = 0.4; break; case 901: bar = 0.4; break; case 902: bar = 0.4; break; case 903: bar = 0.4; break; case 904: bar = 0.4; break; case 905: bar = 0.39; break; case 906: bar = 0.39; break; case 907: bar = 0.39; break; case 908: bar = 0.39; break; case 909: bar = 0.39; break; case 910: bar = 0.39; break; case 911: bar = 0.39; break; case 912: bar = 0.39; break; case 913: bar = 0.38; break; case 914: bar = 0.38; break; case 915: bar = 0.38; break; case 916: bar = 0.38; break; case 917: bar = 0.38; break; case 918: bar = 0.38; break; case 919: bar = 0.38; break; case 920: bar = 0.38; break; case 921: bar = 0.37; break; case 922: bar = 0.37; break; case 923: bar = 0.37; break; case 924: bar = 0.37; break; case 925: bar = 0.37; break; case 926: bar = 0.37; break; case 927: bar = 0.37; break; case 928: bar = 0.37; break; case 929: bar = 0.36; break; case 930: bar = 0.36; break; case 931: bar = 0.36; break; case 932: bar = 0.36; break; case 933: bar = 0.36; break; case 934: bar = 0.36; break; case 935: bar = 0.36; break; case 936: bar = 0.36; break; case 937: bar = 0.35; break; case 938: bar = 0.35; break; case 939: bar = 0.35; break; case 940: bar = 0.35; break; case 941: bar = 0.35; break; case 942: bar = 0.35; break; case 943: bar = 0.35; break; case 944: bar = 0.35; break; case 945: bar = 0.34; break; case 946: bar = 0.34; break; case 947: bar = 0.34; break; case 948: bar = 0.34; break; case 949: bar = 0.34; break; case 950: bar = 0.34; break; case 951: bar = 0.34; break; case 952: bar = 0.34; break; case 953: bar = 0.33; break; case 954: bar = 0.33; break; case 955: bar = 0.33; break; case 956: bar = 0.33; break; case 957: bar = 0.33; break; case 958: bar = 0.33; break; case 959: bar = 0.33; break; case 960: bar = 0.33; break; case 961: bar = 0.32; break; case 962: bar = 0.32; break; case 963: bar = 0.32; break; case 964: bar = 0.32; break; case 965: bar = 0.32; break; case 966: bar = 0.32; break; case 967: bar = 0.32; break; case 968: bar = 0.32; break; case 969: bar = 0.32; break; case 970: bar = 0.31; break; case 971: bar = 0.31; break; case 972: bar = 0.31; break; case 973: bar = 0.31; break; case 974: bar = 0.31; break; case 975: bar = 0.31; break; case 976: bar = 0.31; break; case 977: bar = 0.31; break; case 978: bar = 0.3; break; case 979: bar = 0.3; break; case 980: bar = 0.3; break; case 981: bar = 0.3; break; case 982: bar = 0.3; break; case 983: bar = 0.3; break; case 984: bar = 0.3; break; case 985: bar = 0.3; break; case 986: bar = 0.3; break; case 987: bar = 0.29; break; case 988: bar = 0.29; break; case 989: bar = 0.29; break; case 990: bar = 0.29; break; case 991: bar = 0.29; break; case 992: bar = 0.29; break; case 993: bar = 0.29; break; case 994: bar = 0.29; break; case 995: bar = 0.29; break; case 996: bar = 0.28; break; case 997: bar = 0.28; break; case 998: bar = 0.28; break; case 999: bar = 0.28; break; case 1000: bar = 0.28; break; case 1001: bar = 0.28; break; case 1002: bar = 0.28; break; case 1003: bar = 0.28; break; case 1004: bar = 0.28; break; case 1005: bar = 0.27; break; case 1006: bar = 0.27; break; case 1007: bar = 0.27; break; case 1008: bar = 0.27; break; case 1009: bar = 0.27; break; case 1010: bar = 0.27; break; case 1011: bar = 0.27; break; case 1012: bar = 0.27; break; case 1013: bar = 0.27; break; case 1014: bar = 0.26; break; case 1015: bar = 0.26; break; case 1016: bar = 0.26; break; case 1017: bar = 0.26; break; case 1018: bar = 0.26; break; case 1019: bar = 0.26; break; case 1020: bar = 0.26; break; case 1021: bar = 0.26; break; case 1022: bar = 0.26; break; case 1023: bar = 0.26; break; case 1024: bar = 0.25; break;
case 19: bar = 30.49; break; | case 19: bar = 30.49; break; case 20: bar = 29.27; break; case 21: bar = 28.15; break; case 22: bar = 27.12; break; case 23: bar = 26.17; break; case 24: bar = 25.29; break; case 25: bar = 24.47; break; case 26: bar = 23.71; break; case 27: bar = 22.99; break; case 28: bar = 22.32; break; case 29: bar = 21.69; break; case 30: bar = 21.1; break; case 31: bar = 20.54; break; case 32: bar = 20.02; break; case 33: bar = 19.52; break; case 34: bar = 19.04; break; case 35: bar = 18.59; break; case 36: bar = 18.16; break; case 37: bar = 17.76; break; case 38: bar = 17.37; break; case 39: bar = 17; break; case 40: bar = 16.64; break; case 41: bar = 16.3; break; case 42: bar = 15.98; break; case 43: bar = 15.67; break; case 44: bar = 15.37; break; case 45: bar = 15.08; break; case 46: bar = 14.81; break; case 47: bar = 14.54; break; case 48: bar = 14.28; break; case 49: bar = 14.04; break; case 50: bar = 13.8; break; case 51: bar = 13.57; break; case 52: bar = 13.35; break; case 53: bar = 13.13; break; case 54: bar = 12.93; break; case 55: bar = 12.73; break; case 56: bar = 12.53; break; case 57: bar = 12.34; break; case 58: bar = 12.16; break; case 59: bar = 11.98; break; case 60: bar = 11.81; break; case 61: bar = 11.65; break; case 62: bar = 11.48; break; case 63: bar = 11.33; break; case 64: bar = 11.17; break; case 65: bar = 11.02; break; case 66: bar = 10.88; break; case 67: bar = 10.74; break; case 68: bar = 10.6; break; case 69: bar = 10.47; break; case 70: bar = 10.34; break; case 71: bar = 10.21; break; case 72: bar = 10.09; break; case 73: bar = 9.97; break; case 74: bar = 9.85; break; case 75: bar = 9.73; break; case 76: bar = 9.62; break; case 77: bar = 9.51; break; case 78: bar = 9.4; break; case 79: bar = 9.3; break; case 80: bar = 9.19; break; case 81: bar = 9.09; break; case 82: bar = 9; break; case 83: bar = 8.9; break; case 84: bar = 8.81; break; case 85: bar = 8.71; break; case 86: bar = 8.62; break; case 87: bar = 8.53; break; case 88: bar = 8.45; break; case 89: bar = 8.36; break; case 90: bar = 8.28; break; case 91: bar = 8.2; break; case 92: bar = 8.12; break; case 93: bar = 8.04; break; case 94: bar = 7.96; break; case 95: bar = 7.89; break; case 96: bar = 7.81; break; case 97: bar = 7.74; break; case 98: bar = 7.67; break; case 99: bar = 7.6; break; case 100: bar = 7.53; break; case 101: bar = 7.46; break; case 102: bar = 7.4; break; case 103: bar = 7.33; break; case 104: bar = 7.27; break; case 105: bar = 7.2; break; case 106: bar = 7.14; break; case 107: bar = 7.08; break; case 108: bar = 7.02; break; case 109: bar = 6.96; break; case 110: bar = 6.9; break; case 111: bar = 6.85; break; case 112: bar = 6.79; break; case 113: bar = 6.74; break; case 114: bar = 6.68; break; case 115: bar = 6.63; break; case 116: bar = 6.57; break; case 117: bar = 6.52; break; case 118: bar = 6.47; break; case 119: bar = 6.42; break; case 120: bar = 6.37; break; case 121: bar = 6.32; break; case 122: bar = 6.27; break; case 123: bar = 6.23; break; case 124: bar = 6.18; break; case 125: bar = 6.13; break; case 126: bar = 6.09; break; case 127: bar = 6.04; break; case 128: bar = 6; break; case 129: bar = 5.95; break; case 130: bar = 5.91; break; case 131: bar = 5.87; break; case 132: bar = 5.83; break; case 133: bar = 5.79; break; case 134: bar = 5.75; break; case 135: bar = 5.71; break; case 136: bar = 5.67; break; case 137: bar = 5.63; break; case 138: bar = 5.59; break; case 139: bar = 5.55; break; case 140: bar = 5.51; break; case 141: bar = 5.47; break; case 142: bar = 5.44; break; case 143: bar = 5.4; break; case 144: bar = 5.37; break; case 145: bar = 5.33; break; case 146: bar = 5.3; break; case 147: bar = 5.26; break; case 148: bar = 5.23; break; case 149: bar = 5.19; break; case 150: bar = 5.16; break; case 151: bar = 5.13; break; case 152: bar = 5.09; break; case 153: bar = 5.06; break; case 154: bar = 5.03; break; case 155: bar = 5; break; case 156: bar = 4.97; break; case 157: bar = 4.94; break; case 158: bar = 4.91; break; case 159: bar = 4.88; break; case 160: bar = 4.85; break; case 161: bar = 4.82; break; case 162: bar = 4.79; break; case 163: bar = 4.76; break; case 164: bar = 4.73; break; case 165: bar = 4.7; break; case 166: bar = 4.68; break; case 167: bar = 4.65; break; case 168: bar = 4.62; break; case 169: bar = 4.59; break; case 170: bar = 4.57; break; case 171: bar = 4.54; break; case 172: bar = 4.52; break; case 173: bar = 4.49; break; case 174: bar = 4.46; break; case 175: bar = 4.44; break; case 176: bar = 4.41; break; case 177: bar = 4.39; break; case 178: bar = 4.36; break; case 179: bar = 4.34; break; case 180: bar = 4.32; break; case 181: bar = 4.29; break; case 182: bar = 4.27; break; case 183: bar = 4.25; break; case 184: bar = 4.22; break; case 185: bar = 4.2; break; case 186: bar = 4.18; break; case 187: bar = 4.15; break; case 188: bar = 4.13; break; case 189: bar = 4.11; break; case 190: bar = 4.09; break; case 191: bar = 4.07; break; case 192: bar = 4.05; break; case 193: bar = 4.02; break; case 194: bar = 4; break; case 195: bar = 3.98; break; case 196: bar = 3.96; break; case 197: bar = 3.94; break; case 198: bar = 3.92; break; case 199: bar = 3.9; break; case 200: bar = 3.88; break; case 201: bar = 3.86; break; case 202: bar = 3.84; break; case 203: bar = 3.82; break; case 204: bar = 3.8; break; case 205: bar = 3.78; break; case 206: bar = 3.77; break; case 207: bar = 3.75; break; case 208: bar = 3.73; break; case 209: bar = 3.71; break; case 210: bar = 3.69; break; case 211: bar = 3.67; break; case 212: bar = 3.66; break; case 213: bar = 3.64; break; case 214: bar = 3.62; break; case 215: bar = 3.6; break; case 216: bar = 3.59; break; case 217: bar = 3.57; break; case 218: bar = 3.55; break; case 219: bar = 3.53; break; case 220: bar = 3.52; break; case 221: bar = 3.5; break; case 222: bar = 3.48; break; case 223: bar = 3.47; break; case 224: bar = 3.45; break; case 225: bar = 3.44; break; case 226: bar = 3.42; break; case 227: bar = 3.4; break; case 228: bar = 3.39; break; case 229: bar = 3.37; break; case 230: bar = 3.36; break; case 231: bar = 3.34; break; case 232: bar = 3.33; break; case 233: bar = 3.31; break; case 234: bar = 3.3; break; case 235: bar = 3.28; break; case 236: bar = 3.27; break; case 237: bar = 3.25; break; case 238: bar = 3.24; break; case 239: bar = 3.22; break; case 240: bar = 3.21; break; case 241: bar = 3.19; break; case 242: bar = 3.18; break; case 243: bar = 3.17; break; case 244: bar = 3.15; break; case 245: bar = 3.14; break; case 246: bar = 3.12; break; case 247: bar = 3.11; break; case 248: bar = 3.1; break; case 249: bar = 3.08; break; case 250: bar = 3.07; break; case 251: bar = 3.06; break; case 252: bar = 3.04; break; case 253: bar = 3.03; break; case 254: bar = 3.02; break; case 255: bar = 3.01; break; case 256: bar = 2.99; break; case 257: bar = 2.98; break; case 258: bar = 2.97; break; case 259: bar = 2.96; break; case 260: bar = 2.94; break; case 261: bar = 2.93; break; case 262: bar = 2.92; break; case 263: bar = 2.91; break; case 264: bar = 2.89; break; case 265: bar = 2.88; break; case 266: bar = 2.87; break; case 267: bar = 2.86; break; case 268: bar = 2.85; break; case 269: bar = 2.83; break; case 270: bar = 2.82; break; case 271: bar = 2.81; break; case 272: bar = 2.8; break; case 273: bar = 2.79; break; case 274: bar = 2.78; break; case 275: bar = 2.77; break; case 276: bar = 2.76; break; case 277: bar = 2.74; break; case 278: bar = 2.73; break; case 279: bar = 2.72; break; case 280: bar = 2.71; break; case 281: bar = 2.7; break; case 282: bar = 2.69; break; case 283: bar = 2.68; break; case 284: bar = 2.67; break; case 285: bar = 2.66; break; case 286: bar = 2.65; break; case 287: bar = 2.64; break; case 288: bar = 2.63; break; case 289: bar = 2.62; break; case 290: bar = 2.61; break; case 291: bar = 2.6; break; case 292: bar = 2.59; break; case 293: bar = 2.58; break; case 294: bar = 2.57; break; case 295: bar = 2.56; break; case 296: bar = 2.55; break; case 297: bar = 2.54; break; case 298: bar = 2.53; break; case 299: bar = 2.52; break; case 300: bar = 2.51; break; case 301: bar = 2.5; break; case 302: bar = 2.49; break; case 303: bar = 2.48; break; case 304: bar = 2.47; break; case 305: bar = 2.46; break; case 306: bar = 2.45; break; case 307: bar = 2.44; break; case 308: bar = 2.43; break; case 309: bar = 2.42; break; case 310: bar = 2.41; break; case 311: bar = 2.41; break; case 312: bar = 2.4; break; case 313: bar = 2.39; break; case 314: bar = 2.38; break; case 315: bar = 2.37; break; case 316: bar = 2.36; break; case 317: bar = 2.35; break; case 318: bar = 2.34; break; case 319: bar = 2.34; break; case 320: bar = 2.33; break; case 321: bar = 2.32; break; case 322: bar = 2.31; break; case 323: bar = 2.3; break; case 324: bar = 2.29; break; case 325: bar = 2.28; break; case 326: bar = 2.28; break; case 327: bar = 2.27; break; case 328: bar = 2.26; break; case 329: bar = 2.25; break; case 330: bar = 2.24; break; case 331: bar = 2.24; break; case 332: bar = 2.23; break; case 333: bar = 2.22; break; case 334: bar = 2.21; break; case 335: bar = 2.2; break; case 336: bar = 2.2; break; case 337: bar = 2.19; break; case 338: bar = 2.18; break; case 339: bar = 2.17; break; case 340: bar = 2.17; break; case 341: bar = 2.16; break; case 342: bar = 2.15; break; case 343: bar = 2.14; break; case 344: bar = 2.13; break; case 345: bar = 2.13; break; case 346: bar = 2.12; break; case 347: bar = 2.11; break; case 348: bar = 2.11; break; case 349: bar = 2.1; break; case 350: bar = 2.09; break; case 351: bar = 2.08; break; case 352: bar = 2.08; break; case 353: bar = 2.07; break; case 354: bar = 2.06; break; case 355: bar = 2.05; break; case 356: bar = 2.05; break; case 357: bar = 2.04; break; case 358: bar = 2.03; break; case 359: bar = 2.03; break; case 360: bar = 2.02; break; case 361: bar = 2.01; break; case 362: bar = 2.01; break; case 363: bar = 2; break; case 364: bar = 1.99; break; case 365: bar = 1.99; break; case 366: bar = 1.98; break; case 367: bar = 1.97; break; case 368: bar = 1.97; break; case 369: bar = 1.96; break; case 370: bar = 1.95; break; case 371: bar = 1.95; break; case 372: bar = 1.94; break; case 373: bar = 1.93; break; case 374: bar = 1.93; break; case 375: bar = 1.92; break; case 376: bar = 1.91; break; case 377: bar = 1.91; break; case 378: bar = 1.9; break; case 379: bar = 1.89; break; case 380: bar = 1.89; break; case 381: bar = 1.88; break; case 382: bar = 1.88; break; case 383: bar = 1.87; break; case 384: bar = 1.86; break; case 385: bar = 1.86; break; case 386: bar = 1.85; break; case 387: bar = 1.85; break; case 388: bar = 1.84; break; case 389: bar = 1.83; break; case 390: bar = 1.83; break; case 391: bar = 1.82; break; case 392: bar = 1.82; break; case 393: bar = 1.81; break; case 394: bar = 1.8; break; case 395: bar = 1.8; break; case 396: bar = 1.79; break; case 397: bar = 1.79; break; case 398: bar = 1.78; break; case 399: bar = 1.77; break; case 400: bar = 1.77; break; case 401: bar = 1.76; break; case 402: bar = 1.76; break; case 403: bar = 1.75; break; case 404: bar = 1.75; break; case 405: bar = 1.74; break; case 406: bar = 1.73; break; case 407: bar = 1.73; break; case 408: bar = 1.72; break; case 409: bar = 1.72; break; case 410: bar = 1.71; break; case 411: bar = 1.71; break; case 412: bar = 1.7; break; case 413: bar = 1.7; break; case 414: bar = 1.69; break; case 415: bar = 1.69; break; case 416: bar = 1.68; break; case 417: bar = 1.67; break; case 418: bar = 1.67; break; case 419: bar = 1.66; break; case 420: bar = 1.66; break; case 421: bar = 1.65; break; case 422: bar = 1.65; break; case 423: bar = 1.64; break; case 424: bar = 1.64; break; case 425: bar = 1.63; break; case 426: bar = 1.63; break; case 427: bar = 1.62; break; case 428: bar = 1.62; break; case 429: bar = 1.61; break; case 430: bar = 1.61; break; case 431: bar = 1.6; break; case 432: bar = 1.6; break; case 433: bar = 1.59; break; case 434: bar = 1.59; break; case 435: bar = 1.58; break; case 436: bar = 1.58; break; case 437: bar = 1.57; break; case 438: bar = 1.57; break; case 439: bar = 1.56; break; case 440: bar = 1.56; break; case 441: bar = 1.55; break; case 442: bar = 1.55; break; case 443: bar = 1.54; break; case 444: bar = 1.54; break; case 445: bar = 1.53; break; case 446: bar = 1.53; break; case 447: bar = 1.53; break; case 448: bar = 1.52; break; case 449: bar = 1.52; break; case 450: bar = 1.51; break; case 451: bar = 1.51; break; case 452: bar = 1.5; break; case 453: bar = 1.5; break; case 454: bar = 1.49; break; case 455: bar = 1.49; break; case 456: bar = 1.48; break; case 457: bar = 1.48; break; case 458: bar = 1.47; break; case 459: bar = 1.47; break; case 460: bar = 1.47; break; case 461: bar = 1.46; break; case 462: bar = 1.46; break; case 463: bar = 1.45; break; case 464: bar = 1.45; break; case 465: bar = 1.44; break; case 466: bar = 1.44; break; case 467: bar = 1.44; break; case 468: bar = 1.43; break; case 469: bar = 1.43; break; case 470: bar = 1.42; break; case 471: bar = 1.42; break; case 472: bar = 1.41; break; case 473: bar = 1.41; break; case 474: bar = 1.41; break; case 475: bar = 1.4; break; case 476: bar = 1.4; break; case 477: bar = 1.39; break; case 478: bar = 1.39; break; case 479: bar = 1.38; break; case 480: bar = 1.38; break; case 481: bar = 1.38; break; case 482: bar = 1.37; break; case 483: bar = 1.37; break; case 484: bar = 1.36; break; case 485: bar = 1.36; break; case 486: bar = 1.36; break; case 487: bar = 1.35; break; case 488: bar = 1.35; break; case 489: bar = 1.34; break; case 490: bar = 1.34; break; case 491: bar = 1.34; break; case 492: bar = 1.33; break; case 493: bar = 1.33; break; case 494: bar = 1.32; break; case 495: bar = 1.32; break; case 496: bar = 1.32; break; case 497: bar = 1.31; break; case 498: bar = 1.31; break; case 499: bar = 1.3; break; case 500: bar = 1.3; break; case 501: bar = 1.3; break; case 502: bar = 1.29; break; case 503: bar = 1.29; break; case 504: bar = 1.29; break; case 505: bar = 1.28; break; case 506: bar = 1.28; break; case 507: bar = 1.27; break; case 508: bar = 1.27; break; case 509: bar = 1.27; break; case 510: bar = 1.26; break; case 511: bar = 1.26; break; case 512: bar = 1.26; break; case 513: bar = 1.25; break; case 514: bar = 1.25; break; case 515: bar = 1.24; break; case 516: bar = 1.24; break; case 517: bar = 1.24; break; case 518: bar = 1.23; break; case 519: bar = 1.23; break; case 520: bar = 1.23; break; case 521: bar = 1.22; break; case 522: bar = 1.22; break; case 523: bar = 1.22; break; case 524: bar = 1.21; break; case 525: bar = 1.21; break; case 526: bar = 1.21; break; case 527: bar = 1.2; break; case 528: bar = 1.2; break; case 529: bar = 1.2; break; case 530: bar = 1.19; break; case 531: bar = 1.19; break; case 532: bar = 1.18; break; case 533: bar = 1.18; break; case 534: bar = 1.18; break; case 535: bar = 1.17; break; case 536: bar = 1.17; break; case 537: bar = 1.17; break; case 538: bar = 1.16; break; case 539: bar = 1.16; break; case 540: bar = 1.16; break; case 541: bar = 1.15; break; case 542: bar = 1.15; break; case 543: bar = 1.15; break; case 544: bar = 1.14; break; case 545: bar = 1.14; break; case 546: bar = 1.14; break; case 547: bar = 1.13; break; case 548: bar = 1.13; break; case 549: bar = 1.13; break; case 550: bar = 1.12; break; case 551: bar = 1.12; break; case 552: bar = 1.12; break; case 553: bar = 1.12; break; case 554: bar = 1.11; break; case 555: bar = 1.11; break; case 556: bar = 1.11; break; case 557: bar = 1.1; break; case 558: bar = 1.1; break; case 559: bar = 1.1; break; case 560: bar = 1.09; break; case 561: bar = 1.09; break; case 562: bar = 1.09; break; case 563: bar = 1.08; break; case 564: bar = 1.08; break; case 565: bar = 1.08; break; case 566: bar = 1.07; break; case 567: bar = 1.07; break; case 568: bar = 1.07; break; case 569: bar = 1.07; break; case 570: bar = 1.06; break; case 571: bar = 1.06; break; case 572: bar = 1.06; break; case 573: bar = 1.05; break; case 574: bar = 1.05; break; case 575: bar = 1.05; break; case 576: bar = 1.04; break; case 577: bar = 1.04; break; case 578: bar = 1.04; break; case 579: bar = 1.04; break; case 580: bar = 1.03; break; case 581: bar = 1.03; break; case 582: bar = 1.03; break; case 583: bar = 1.02; break; case 584: bar = 1.02; break; case 585: bar = 1.02; break; case 586: bar = 1.02; break; case 587: bar = 1.01; break; case 588: bar = 1.01; break; case 589: bar = 1.01; break; case 590: bar = 1; break; case 591: bar = 1; break; case 592: bar = 1; break; case 593: bar = 1; break; case 594: bar = 0.99; break; case 595: bar = 0.99; break; case 596: bar = 0.99; break; case 597: bar = 0.98; break; case 598: bar = 0.98; break; case 599: bar = 0.98; break; case 600: bar = 0.98; break; case 601: bar = 0.97; break; case 602: bar = 0.97; break; case 603: bar = 0.97; break; case 604: bar = 0.96; break; case 605: bar = 0.96; break; case 606: bar = 0.96; break; case 607: bar = 0.96; break; case 608: bar = 0.95; break; case 609: bar = 0.95; break; case 610: bar = 0.95; break; case 611: bar = 0.95; break; case 612: bar = 0.94; break; case 613: bar = 0.94; break; case 614: bar = 0.94; break; case 615: bar = 0.94; break; case 616: bar = 0.93; break; case 617: bar = 0.93; break; case 618: bar = 0.93; break; case 619: bar = 0.92; break; case 620: bar = 0.92; break; case 621: bar = 0.92; break; case 622: bar = 0.92; break; case 623: bar = 0.91; break; case 624: bar = 0.91; break; case 625: bar = 0.91; break; case 626: bar = 0.91; break; case 627: bar = 0.9; break; case 628: bar = 0.9; break; case 629: bar = 0.9; break; case 630: bar = 0.9; break; case 631: bar = 0.89; break; case 632: bar = 0.89; break; case 633: bar = 0.89; break; case 634: bar = 0.89; break; case 635: bar = 0.88; break; case 636: bar = 0.88; break; case 637: bar = 0.88; break; case 638: bar = 0.88; break; case 639: bar = 0.87; break; case 640: bar = 0.87; break; case 641: bar = 0.87; break; case 642: bar = 0.87; break; case 643: bar = 0.86; break; case 644: bar = 0.86; break; case 645: bar = 0.86; break; case 646: bar = 0.86; break; case 647: bar = 0.85; break; case 648: bar = 0.85; break; case 649: bar = 0.85; break; case 650: bar = 0.85; break; case 651: bar = 0.84; break; case 652: bar = 0.84; break; case 653: bar = 0.84; break; case 654: bar = 0.84; break; case 655: bar = 0.84; break; case 656: bar = 0.83; break; case 657: bar = 0.83; break; case 658: bar = 0.83; break; case 659: bar = 0.83; break; case 660: bar = 0.82; break; case 661: bar = 0.82; break; case 662: bar = 0.82; break; case 663: bar = 0.82; break; case 664: bar = 0.81; break; case 665: bar = 0.81; break; case 666: bar = 0.81; break; case 667: bar = 0.81; break; case 668: bar = 0.81; break; case 669: bar = 0.8; break; case 670: bar = 0.8; break; case 671: bar = 0.8; break; case 672: bar = 0.8; break; case 673: bar = 0.79; break; case 674: bar = 0.79; break; case 675: bar = 0.79; break; case 676: bar = 0.79; break; case 677: bar = 0.78; break; case 678: bar = 0.78; break; case 679: bar = 0.78; break; case 680: bar = 0.78; break; case 681: bar = 0.78; break; case 682: bar = 0.77; break; case 683: bar = 0.77; break; case 684: bar = 0.77; break; case 685: bar = 0.77; break; case 686: bar = 0.77; break; case 687: bar = 0.76; break; case 688: bar = 0.76; break; case 689: bar = 0.76; break; case 690: bar = 0.76; break; case 691: bar = 0.75; break; case 692: bar = 0.75; break; case 693: bar = 0.75; break; case 694: bar = 0.75; break; case 695: bar = 0.75; break; case 696: bar = 0.74; break; case 697: bar = 0.74; break; case 698: bar = 0.74; break; case 699: bar = 0.74; break; case 700: bar = 0.74; break; case 701: bar = 0.73; break; case 702: bar = 0.73; break; case 703: bar = 0.73; break; case 704: bar = 0.73; break; case 705: bar = 0.72; break; case 706: bar = 0.72; break; case 707: bar = 0.72; break; case 708: bar = 0.72; break; case 709: bar = 0.72; break; case 710: bar = 0.71; break; case 711: bar = 0.71; break; case 712: bar = 0.71; break; case 713: bar = 0.71; break; case 714: bar = 0.71; break; case 715: bar = 0.7; break; case 716: bar = 0.7; break; case 717: bar = 0.7; break; case 718: bar = 0.7; break; case 719: bar = 0.7; break; case 720: bar = 0.69; break; case 721: bar = 0.69; break; case 722: bar = 0.69; break; case 723: bar = 0.69; break; case 724: bar = 0.69; break; case 725: bar = 0.68; break; case 726: bar = 0.68; break; case 727: bar = 0.68; break; case 728: bar = 0.68; break; case 729: bar = 0.68; break; case 730: bar = 0.67; break; case 731: bar = 0.67; break; case 732: bar = 0.67; break; case 733: bar = 0.67; break; case 734: bar = 0.67; break; case 735: bar = 0.67; break; case 736: bar = 0.66; break; case 737: bar = 0.66; break; case 738: bar = 0.66; break; case 739: bar = 0.66; break; case 740: bar = 0.66; break; case 741: bar = 0.65; break; case 742: bar = 0.65; break; case 743: bar = 0.65; break; case 744: bar = 0.65; break; case 745: bar = 0.65; break; case 746: bar = 0.64; break; case 747: bar = 0.64; break; case 748: bar = 0.64; break; case 749: bar = 0.64; break; case 750: bar = 0.64; break; case 751: bar = 0.64; break; case 752: bar = 0.63; break; case 753: bar = 0.63; break; case 754: bar = 0.63; break; case 755: bar = 0.63; break; case 756: bar = 0.63; break; case 757: bar = 0.62; break; case 758: bar = 0.62; break; case 759: bar = 0.62; break; case 760: bar = 0.62; break; case 761: bar = 0.62; break; case 762: bar = 0.61; break; case 763: bar = 0.61; break; case 764: bar = 0.61; break; case 765: bar = 0.61; break; case 766: bar = 0.61; break; case 767: bar = 0.61; break; case 768: bar = 0.6; break; case 769: bar = 0.6; break; case 770: bar = 0.6; break; case 771: bar = 0.6; break; case 772: bar = 0.6; break; case 773: bar = 0.6; break; case 774: bar = 0.59; break; case 775: bar = 0.59; break; case 776: bar = 0.59; break; case 777: bar = 0.59; break; case 778: bar = 0.59; break; case 779: bar = 0.59; break; case 780: bar = 0.58; break; case 781: bar = 0.58; break; case 782: bar = 0.58; break; case 783: bar = 0.58; break; case 784: bar = 0.58; break; case 785: bar = 0.57; break; case 786: bar = 0.57; break; case 787: bar = 0.57; break; case 788: bar = 0.57; break; case 789: bar = 0.57; break; case 790: bar = 0.57; break; case 791: bar = 0.56; break; case 792: bar = 0.56; break; case 793: bar = 0.56; break; case 794: bar = 0.56; break; case 795: bar = 0.56; break; case 796: bar = 0.56; break; case 797: bar = 0.55; break; case 798: bar = 0.55; break; case 799: bar = 0.55; break; case 800: bar = 0.55; break; case 801: bar = 0.55; break; case 802: bar = 0.55; break; case 803: bar = 0.54; break; case 804: bar = 0.54; break; case 805: bar = 0.54; break; case 806: bar = 0.54; break; case 807: bar = 0.54; break; case 808: bar = 0.54; break; case 809: bar = 0.53; break; case 810: bar = 0.53; break; case 811: bar = 0.53; break; case 812: bar = 0.53; break; case 813: bar = 0.53; break; case 814: bar = 0.53; break; case 815: bar = 0.53; break; case 816: bar = 0.52; break; case 817: bar = 0.52; break; case 818: bar = 0.52; break; case 819: bar = 0.52; break; case 820: bar = 0.52; break; case 821: bar = 0.52; break; case 822: bar = 0.51; break; case 823: bar = 0.51; break; case 824: bar = 0.51; break; case 825: bar = 0.51; break; case 826: bar = 0.51; break; case 827: bar = 0.51; break; case 828: bar = 0.5; break; case 829: bar = 0.5; break; case 830: bar = 0.5; break; case 831: bar = 0.5; break; case 832: bar = 0.5; break; case 833: bar = 0.5; break; case 834: bar = 0.5; break; case 835: bar = 0.49; break; case 836: bar = 0.49; break; case 837: bar = 0.49; break; case 838: bar = 0.49; break; case 839: bar = 0.49; break; case 840: bar = 0.49; break; case 841: bar = 0.48; break; case 842: bar = 0.48; break; case 843: bar = 0.48; break; case 844: bar = 0.48; break; case 845: bar = 0.48; break; case 846: bar = 0.48; break; case 847: bar = 0.48; break; case 848: bar = 0.47; break; case 849: bar = 0.47; break; case 850: bar = 0.47; break; case 851: bar = 0.47; break; case 852: bar = 0.47; break; case 853: bar = 0.47; break; case 854: bar = 0.47; break; case 855: bar = 0.46; break; case 856: bar = 0.46; break; case 857: bar = 0.46; break; case 858: bar = 0.46; break; case 859: bar = 0.46; break; case 860: bar = 0.46; break; case 861: bar = 0.46; break; case 862: bar = 0.45; break; case 863: bar = 0.45; break; case 864: bar = 0.45; break; case 865: bar = 0.45; break; case 866: bar = 0.45; break; case 867: bar = 0.45; break; case 868: bar = 0.45; break; case 869: bar = 0.44; break; case 870: bar = 0.44; break; case 871: bar = 0.44; break; case 872: bar = 0.44; break; case 873: bar = 0.44; break; case 874: bar = 0.44; break; case 875: bar = 0.44; break; case 876: bar = 0.43; break; case 877: bar = 0.43; break; case 878: bar = 0.43; break; case 879: bar = 0.43; break; case 880: bar = 0.43; break; case 881: bar = 0.43; break; case 882: bar = 0.43; break; case 883: bar = 0.42; break; case 884: bar = 0.42; break; case 885: bar = 0.42; break; case 886: bar = 0.42; break; case 887: bar = 0.42; break; case 888: bar = 0.42; break; case 889: bar = 0.42; break; case 890: bar = 0.41; break; case 891: bar = 0.41; break; case 892: bar = 0.41; break; case 893: bar = 0.41; break; case 894: bar = 0.41; break; case 895: bar = 0.41; break; case 896: bar = 0.41; break; case 897: bar = 0.41; break; case 898: bar = 0.4; break; case 899: bar = 0.4; break; case 900: bar = 0.4; break; case 901: bar = 0.4; break; case 902: bar = 0.4; break; case 903: bar = 0.4; break; case 904: bar = 0.4; break; case 905: bar = 0.39; break; case 906: bar = 0.39; break; case 907: bar = 0.39; break; case 908: bar = 0.39; break; case 909: bar = 0.39; break; case 910: bar = 0.39; break; case 911: bar = 0.39; break; case 912: bar = 0.39; break; case 913: bar = 0.38; break; case 914: bar = 0.38; break; case 915: bar = 0.38; break; case 916: bar = 0.38; break; case 917: bar = 0.38; break; case 918: bar = 0.38; break; case 919: bar = 0.38; break; case 920: bar = 0.38; break; case 921: bar = 0.37; break; case 922: bar = 0.37; break; case 923: bar = 0.37; break; case 924: bar = 0.37; break; case 925: bar = 0.37; break; case 926: bar = 0.37; break; case 927: bar = 0.37; break; case 928: bar = 0.37; break; case 929: bar = 0.36; break; case 930: bar = 0.36; break; case 931: bar = 0.36; break; case 932: bar = 0.36; break; case 933: bar = 0.36; break; case 934: bar = 0.36; break; case 935: bar = 0.36; break; case 936: bar = 0.36; break; case 937: bar = 0.35; break; case 938: bar = 0.35; break; case 939: bar = 0.35; break; case 940: bar = 0.35; break; case 941: bar = 0.35; break; case 942: bar = 0.35; break; case 943: bar = 0.35; break; case 944: bar = 0.35; break; case 945: bar = 0.34; break; case 946: bar = 0.34; break; case 947: bar = 0.34; break; case 948: bar = 0.34; break; case 949: bar = 0.34; break; case 950: bar = 0.34; break; case 951: bar = 0.34; break; case 952: bar = 0.34; break; case 953: bar = 0.33; break; case 954: bar = 0.33; break; case 955: bar = 0.33; break; case 956: bar = 0.33; break; case 957: bar = 0.33; break; case 958: bar = 0.33; break; case 959: bar = 0.33; break; case 960: bar = 0.33; break; case 961: bar = 0.32; break; case 962: bar = 0.32; break; case 963: bar = 0.32; break; case 964: bar = 0.32; break; case 965: bar = 0.32; break; case 966: bar = 0.32; break; case 967: bar = 0.32; break; case 968: bar = 0.32; break; case 969: bar = 0.32; break; case 970: bar = 0.31; break; case 971: bar = 0.31; break; case 972: bar = 0.31; break; case 973: bar = 0.31; break; case 974: bar = 0.31; break; case 975: bar = 0.31; break; case 976: bar = 0.31; break; case 977: bar = 0.31; break; case 978: bar = 0.3; break; case 979: bar = 0.3; break; case 980: bar = 0.3; break; case 981: bar = 0.3; break; case 982: bar = 0.3; break; case 983: bar = 0.3; break; case 984: bar = 0.3; break; case 985: bar = 0.3; break; case 986: bar = 0.3; break; case 987: bar = 0.29; break; case 988: bar = 0.29; break; case 989: bar = 0.29; break; case 990: bar = 0.29; break; case 991: bar = 0.29; break; case 992: bar = 0.29; break; case 993: bar = 0.29; break; case 994: bar = 0.29; break; case 995: bar = 0.29; break; case 996: bar = 0.28; break; case 997: bar = 0.28; break; case 998: bar = 0.28; break; case 999: bar = 0.28; break; case 1000: bar = 0.28; break; case 1001: bar = 0.28; break; case 1002: bar = 0.28; break; case 1003: bar = 0.28; break; case 1004: bar = 0.28; break; case 1005: bar = 0.27; break; case 1006: bar = 0.27; break; case 1007: bar = 0.27; break; case 1008: bar = 0.27; break; case 1009: bar = 0.27; break; case 1010: bar = 0.27; break; case 1011: bar = 0.27; break; case 1012: bar = 0.27; break; case 1013: bar = 0.27; break; case 1014: bar = 0.26; break; case 1015: bar = 0.26; break; case 1016: bar = 0.26; break; case 1017: bar = 0.26; break; case 1018: bar = 0.26; break; case 1019: bar = 0.26; break; case 1020: bar = 0.26; break; case 1021: bar = 0.26; break; case 1022: bar = 0.26; break; case 1023: bar = 0.26; break; case 1024: bar = 0.25; break;
case 20: bar = 29.27; break; | case 20: bar = 29.27; break; case 21: bar = 28.15; break; case 22: bar = 27.12; break; case 23: bar = 26.17; break; case 24: bar = 25.29; break; case 25: bar = 24.47; break; case 26: bar = 23.71; break; case 27: bar = 22.99; break; case 28: bar = 22.32; break; case 29: bar = 21.69; break; case 30: bar = 21.1; break; case 31: bar = 20.54; break; case 32: bar = 20.02; break; case 33: bar = 19.52; break; case 34: bar = 19.04; break; case 35: bar = 18.59; break; case 36: bar = 18.16; break; case 37: bar = 17.76; break; case 38: bar = 17.37; break; case 39: bar = 17; break; case 40: bar = 16.64; break; case 41: bar = 16.3; break; case 42: bar = 15.98; break; case 43: bar = 15.67; break; case 44: bar = 15.37; break; case 45: bar = 15.08; break; case 46: bar = 14.81; break; case 47: bar = 14.54; break; case 48: bar = 14.28; break; case 49: bar = 14.04; break; case 50: bar = 13.8; break; case 51: bar = 13.57; break; case 52: bar = 13.35; break; case 53: bar = 13.13; break; case 54: bar = 12.93; break; case 55: bar = 12.73; break; case 56: bar = 12.53; break; case 57: bar = 12.34; break; case 58: bar = 12.16; break; case 59: bar = 11.98; break; case 60: bar = 11.81; break; case 61: bar = 11.65; break; case 62: bar = 11.48; break; case 63: bar = 11.33; break; case 64: bar = 11.17; break; case 65: bar = 11.02; break; case 66: bar = 10.88; break; case 67: bar = 10.74; break; case 68: bar = 10.6; break; case 69: bar = 10.47; break; case 70: bar = 10.34; break; case 71: bar = 10.21; break; case 72: bar = 10.09; break; case 73: bar = 9.97; break; case 74: bar = 9.85; break; case 75: bar = 9.73; break; case 76: bar = 9.62; break; case 77: bar = 9.51; break; case 78: bar = 9.4; break; case 79: bar = 9.3; break; case 80: bar = 9.19; break; case 81: bar = 9.09; break; case 82: bar = 9; break; case 83: bar = 8.9; break; case 84: bar = 8.81; break; case 85: bar = 8.71; break; case 86: bar = 8.62; break; case 87: bar = 8.53; break; case 88: bar = 8.45; break; case 89: bar = 8.36; break; case 90: bar = 8.28; break; case 91: bar = 8.2; break; case 92: bar = 8.12; break; case 93: bar = 8.04; break; case 94: bar = 7.96; break; case 95: bar = 7.89; break; case 96: bar = 7.81; break; case 97: bar = 7.74; break; case 98: bar = 7.67; break; case 99: bar = 7.6; break; case 100: bar = 7.53; break; case 101: bar = 7.46; break; case 102: bar = 7.4; break; case 103: bar = 7.33; break; case 104: bar = 7.27; break; case 105: bar = 7.2; break; case 106: bar = 7.14; break; case 107: bar = 7.08; break; case 108: bar = 7.02; break; case 109: bar = 6.96; break; case 110: bar = 6.9; break; case 111: bar = 6.85; break; case 112: bar = 6.79; break; case 113: bar = 6.74; break; case 114: bar = 6.68; break; case 115: bar = 6.63; break; case 116: bar = 6.57; break; case 117: bar = 6.52; break; case 118: bar = 6.47; break; case 119: bar = 6.42; break; case 120: bar = 6.37; break; case 121: bar = 6.32; break; case 122: bar = 6.27; break; case 123: bar = 6.23; break; case 124: bar = 6.18; break; case 125: bar = 6.13; break; case 126: bar = 6.09; break; case 127: bar = 6.04; break; case 128: bar = 6; break; case 129: bar = 5.95; break; case 130: bar = 5.91; break; case 131: bar = 5.87; break; case 132: bar = 5.83; break; case 133: bar = 5.79; break; case 134: bar = 5.75; break; case 135: bar = 5.71; break; case 136: bar = 5.67; break; case 137: bar = 5.63; break; case 138: bar = 5.59; break; case 139: bar = 5.55; break; case 140: bar = 5.51; break; case 141: bar = 5.47; break; case 142: bar = 5.44; break; case 143: bar = 5.4; break; case 144: bar = 5.37; break; case 145: bar = 5.33; break; case 146: bar = 5.3; break; case 147: bar = 5.26; break; case 148: bar = 5.23; break; case 149: bar = 5.19; break; case 150: bar = 5.16; break; case 151: bar = 5.13; break; case 152: bar = 5.09; break; case 153: bar = 5.06; break; case 154: bar = 5.03; break; case 155: bar = 5; break; case 156: bar = 4.97; break; case 157: bar = 4.94; break; case 158: bar = 4.91; break; case 159: bar = 4.88; break; case 160: bar = 4.85; break; case 161: bar = 4.82; break; case 162: bar = 4.79; break; case 163: bar = 4.76; break; case 164: bar = 4.73; break; case 165: bar = 4.7; break; case 166: bar = 4.68; break; case 167: bar = 4.65; break; case 168: bar = 4.62; break; case 169: bar = 4.59; break; case 170: bar = 4.57; break; case 171: bar = 4.54; break; case 172: bar = 4.52; break; case 173: bar = 4.49; break; case 174: bar = 4.46; break; case 175: bar = 4.44; break; case 176: bar = 4.41; break; case 177: bar = 4.39; break; case 178: bar = 4.36; break; case 179: bar = 4.34; break; case 180: bar = 4.32; break; case 181: bar = 4.29; break; case 182: bar = 4.27; break; case 183: bar = 4.25; break; case 184: bar = 4.22; break; case 185: bar = 4.2; break; case 186: bar = 4.18; break; case 187: bar = 4.15; break; case 188: bar = 4.13; break; case 189: bar = 4.11; break; case 190: bar = 4.09; break; case 191: bar = 4.07; break; case 192: bar = 4.05; break; case 193: bar = 4.02; break; case 194: bar = 4; break; case 195: bar = 3.98; break; case 196: bar = 3.96; break; case 197: bar = 3.94; break; case 198: bar = 3.92; break; case 199: bar = 3.9; break; case 200: bar = 3.88; break; case 201: bar = 3.86; break; case 202: bar = 3.84; break; case 203: bar = 3.82; break; case 204: bar = 3.8; break; case 205: bar = 3.78; break; case 206: bar = 3.77; break; case 207: bar = 3.75; break; case 208: bar = 3.73; break; case 209: bar = 3.71; break; case 210: bar = 3.69; break; case 211: bar = 3.67; break; case 212: bar = 3.66; break; case 213: bar = 3.64; break; case 214: bar = 3.62; break; case 215: bar = 3.6; break; case 216: bar = 3.59; break; case 217: bar = 3.57; break; case 218: bar = 3.55; break; case 219: bar = 3.53; break; case 220: bar = 3.52; break; case 221: bar = 3.5; break; case 222: bar = 3.48; break; case 223: bar = 3.47; break; case 224: bar = 3.45; break; case 225: bar = 3.44; break; case 226: bar = 3.42; break; case 227: bar = 3.4; break; case 228: bar = 3.39; break; case 229: bar = 3.37; break; case 230: bar = 3.36; break; case 231: bar = 3.34; break; case 232: bar = 3.33; break; case 233: bar = 3.31; break; case 234: bar = 3.3; break; case 235: bar = 3.28; break; case 236: bar = 3.27; break; case 237: bar = 3.25; break; case 238: bar = 3.24; break; case 239: bar = 3.22; break; case 240: bar = 3.21; break; case 241: bar = 3.19; break; case 242: bar = 3.18; break; case 243: bar = 3.17; break; case 244: bar = 3.15; break; case 245: bar = 3.14; break; case 246: bar = 3.12; break; case 247: bar = 3.11; break; case 248: bar = 3.1; break; case 249: bar = 3.08; break; case 250: bar = 3.07; break; case 251: bar = 3.06; break; case 252: bar = 3.04; break; case 253: bar = 3.03; break; case 254: bar = 3.02; break; case 255: bar = 3.01; break; case 256: bar = 2.99; break; case 257: bar = 2.98; break; case 258: bar = 2.97; break; case 259: bar = 2.96; break; case 260: bar = 2.94; break; case 261: bar = 2.93; break; case 262: bar = 2.92; break; case 263: bar = 2.91; break; case 264: bar = 2.89; break; case 265: bar = 2.88; break; case 266: bar = 2.87; break; case 267: bar = 2.86; break; case 268: bar = 2.85; break; case 269: bar = 2.83; break; case 270: bar = 2.82; break; case 271: bar = 2.81; break; case 272: bar = 2.8; break; case 273: bar = 2.79; break; case 274: bar = 2.78; break; case 275: bar = 2.77; break; case 276: bar = 2.76; break; case 277: bar = 2.74; break; case 278: bar = 2.73; break; case 279: bar = 2.72; break; case 280: bar = 2.71; break; case 281: bar = 2.7; break; case 282: bar = 2.69; break; case 283: bar = 2.68; break; case 284: bar = 2.67; break; case 285: bar = 2.66; break; case 286: bar = 2.65; break; case 287: bar = 2.64; break; case 288: bar = 2.63; break; case 289: bar = 2.62; break; case 290: bar = 2.61; break; case 291: bar = 2.6; break; case 292: bar = 2.59; break; case 293: bar = 2.58; break; case 294: bar = 2.57; break; case 295: bar = 2.56; break; case 296: bar = 2.55; break; case 297: bar = 2.54; break; case 298: bar = 2.53; break; case 299: bar = 2.52; break; case 300: bar = 2.51; break; case 301: bar = 2.5; break; case 302: bar = 2.49; break; case 303: bar = 2.48; break; case 304: bar = 2.47; break; case 305: bar = 2.46; break; case 306: bar = 2.45; break; case 307: bar = 2.44; break; case 308: bar = 2.43; break; case 309: bar = 2.42; break; case 310: bar = 2.41; break; case 311: bar = 2.41; break; case 312: bar = 2.4; break; case 313: bar = 2.39; break; case 314: bar = 2.38; break; case 315: bar = 2.37; break; case 316: bar = 2.36; break; case 317: bar = 2.35; break; case 318: bar = 2.34; break; case 319: bar = 2.34; break; case 320: bar = 2.33; break; case 321: bar = 2.32; break; case 322: bar = 2.31; break; case 323: bar = 2.3; break; case 324: bar = 2.29; break; case 325: bar = 2.28; break; case 326: bar = 2.28; break; case 327: bar = 2.27; break; case 328: bar = 2.26; break; case 329: bar = 2.25; break; case 330: bar = 2.24; break; case 331: bar = 2.24; break; case 332: bar = 2.23; break; case 333: bar = 2.22; break; case 334: bar = 2.21; break; case 335: bar = 2.2; break; case 336: bar = 2.2; break; case 337: bar = 2.19; break; case 338: bar = 2.18; break; case 339: bar = 2.17; break; case 340: bar = 2.17; break; case 341: bar = 2.16; break; case 342: bar = 2.15; break; case 343: bar = 2.14; break; case 344: bar = 2.13; break; case 345: bar = 2.13; break; case 346: bar = 2.12; break; case 347: bar = 2.11; break; case 348: bar = 2.11; break; case 349: bar = 2.1; break; case 350: bar = 2.09; break; case 351: bar = 2.08; break; case 352: bar = 2.08; break; case 353: bar = 2.07; break; case 354: bar = 2.06; break; case 355: bar = 2.05; break; case 356: bar = 2.05; break; case 357: bar = 2.04; break; case 358: bar = 2.03; break; case 359: bar = 2.03; break; case 360: bar = 2.02; break; case 361: bar = 2.01; break; case 362: bar = 2.01; break; case 363: bar = 2; break; case 364: bar = 1.99; break; case 365: bar = 1.99; break; case 366: bar = 1.98; break; case 367: bar = 1.97; break; case 368: bar = 1.97; break; case 369: bar = 1.96; break; case 370: bar = 1.95; break; case 371: bar = 1.95; break; case 372: bar = 1.94; break; case 373: bar = 1.93; break; case 374: bar = 1.93; break; case 375: bar = 1.92; break; case 376: bar = 1.91; break; case 377: bar = 1.91; break; case 378: bar = 1.9; break; case 379: bar = 1.89; break; case 380: bar = 1.89; break; case 381: bar = 1.88; break; case 382: bar = 1.88; break; case 383: bar = 1.87; break; case 384: bar = 1.86; break; case 385: bar = 1.86; break; case 386: bar = 1.85; break; case 387: bar = 1.85; break; case 388: bar = 1.84; break; case 389: bar = 1.83; break; case 390: bar = 1.83; break; case 391: bar = 1.82; break; case 392: bar = 1.82; break; case 393: bar = 1.81; break; case 394: bar = 1.8; break; case 395: bar = 1.8; break; case 396: bar = 1.79; break; case 397: bar = 1.79; break; case 398: bar = 1.78; break; case 399: bar = 1.77; break; case 400: bar = 1.77; break; case 401: bar = 1.76; break; case 402: bar = 1.76; break; case 403: bar = 1.75; break; case 404: bar = 1.75; break; case 405: bar = 1.74; break; case 406: bar = 1.73; break; case 407: bar = 1.73; break; case 408: bar = 1.72; break; case 409: bar = 1.72; break; case 410: bar = 1.71; break; case 411: bar = 1.71; break; case 412: bar = 1.7; break; case 413: bar = 1.7; break; case 414: bar = 1.69; break; case 415: bar = 1.69; break; case 416: bar = 1.68; break; case 417: bar = 1.67; break; case 418: bar = 1.67; break; case 419: bar = 1.66; break; case 420: bar = 1.66; break; case 421: bar = 1.65; break; case 422: bar = 1.65; break; case 423: bar = 1.64; break; case 424: bar = 1.64; break; case 425: bar = 1.63; break; case 426: bar = 1.63; break; case 427: bar = 1.62; break; case 428: bar = 1.62; break; case 429: bar = 1.61; break; case 430: bar = 1.61; break; case 431: bar = 1.6; break; case 432: bar = 1.6; break; case 433: bar = 1.59; break; case 434: bar = 1.59; break; case 435: bar = 1.58; break; case 436: bar = 1.58; break; case 437: bar = 1.57; break; case 438: bar = 1.57; break; case 439: bar = 1.56; break; case 440: bar = 1.56; break; case 441: bar = 1.55; break; case 442: bar = 1.55; break; case 443: bar = 1.54; break; case 444: bar = 1.54; break; case 445: bar = 1.53; break; case 446: bar = 1.53; break; case 447: bar = 1.53; break; case 448: bar = 1.52; break; case 449: bar = 1.52; break; case 450: bar = 1.51; break; case 451: bar = 1.51; break; case 452: bar = 1.5; break; case 453: bar = 1.5; break; case 454: bar = 1.49; break; case 455: bar = 1.49; break; case 456: bar = 1.48; break; case 457: bar = 1.48; break; case 458: bar = 1.47; break; case 459: bar = 1.47; break; case 460: bar = 1.47; break; case 461: bar = 1.46; break; case 462: bar = 1.46; break; case 463: bar = 1.45; break; case 464: bar = 1.45; break; case 465: bar = 1.44; break; case 466: bar = 1.44; break; case 467: bar = 1.44; break; case 468: bar = 1.43; break; case 469: bar = 1.43; break; case 470: bar = 1.42; break; case 471: bar = 1.42; break; case 472: bar = 1.41; break; case 473: bar = 1.41; break; case 474: bar = 1.41; break; case 475: bar = 1.4; break; case 476: bar = 1.4; break; case 477: bar = 1.39; break; case 478: bar = 1.39; break; case 479: bar = 1.38; break; case 480: bar = 1.38; break; case 481: bar = 1.38; break; case 482: bar = 1.37; break; case 483: bar = 1.37; break; case 484: bar = 1.36; break; case 485: bar = 1.36; break; case 486: bar = 1.36; break; case 487: bar = 1.35; break; case 488: bar = 1.35; break; case 489: bar = 1.34; break; case 490: bar = 1.34; break; case 491: bar = 1.34; break; case 492: bar = 1.33; break; case 493: bar = 1.33; break; case 494: bar = 1.32; break; case 495: bar = 1.32; break; case 496: bar = 1.32; break; case 497: bar = 1.31; break; case 498: bar = 1.31; break; case 499: bar = 1.3; break; case 500: bar = 1.3; break; case 501: bar = 1.3; break; case 502: bar = 1.29; break; case 503: bar = 1.29; break; case 504: bar = 1.29; break; case 505: bar = 1.28; break; case 506: bar = 1.28; break; case 507: bar = 1.27; break; case 508: bar = 1.27; break; case 509: bar = 1.27; break; case 510: bar = 1.26; break; case 511: bar = 1.26; break; case 512: bar = 1.26; break; case 513: bar = 1.25; break; case 514: bar = 1.25; break; case 515: bar = 1.24; break; case 516: bar = 1.24; break; case 517: bar = 1.24; break; case 518: bar = 1.23; break; case 519: bar = 1.23; break; case 520: bar = 1.23; break; case 521: bar = 1.22; break; case 522: bar = 1.22; break; case 523: bar = 1.22; break; case 524: bar = 1.21; break; case 525: bar = 1.21; break; case 526: bar = 1.21; break; case 527: bar = 1.2; break; case 528: bar = 1.2; break; case 529: bar = 1.2; break; case 530: bar = 1.19; break; case 531: bar = 1.19; break; case 532: bar = 1.18; break; case 533: bar = 1.18; break; case 534: bar = 1.18; break; case 535: bar = 1.17; break; case 536: bar = 1.17; break; case 537: bar = 1.17; break; case 538: bar = 1.16; break; case 539: bar = 1.16; break; case 540: bar = 1.16; break; case 541: bar = 1.15; break; case 542: bar = 1.15; break; case 543: bar = 1.15; break; case 544: bar = 1.14; break; case 545: bar = 1.14; break; case 546: bar = 1.14; break; case 547: bar = 1.13; break; case 548: bar = 1.13; break; case 549: bar = 1.13; break; case 550: bar = 1.12; break; case 551: bar = 1.12; break; case 552: bar = 1.12; break; case 553: bar = 1.12; break; case 554: bar = 1.11; break; case 555: bar = 1.11; break; case 556: bar = 1.11; break; case 557: bar = 1.1; break; case 558: bar = 1.1; break; case 559: bar = 1.1; break; case 560: bar = 1.09; break; case 561: bar = 1.09; break; case 562: bar = 1.09; break; case 563: bar = 1.08; break; case 564: bar = 1.08; break; case 565: bar = 1.08; break; case 566: bar = 1.07; break; case 567: bar = 1.07; break; case 568: bar = 1.07; break; case 569: bar = 1.07; break; case 570: bar = 1.06; break; case 571: bar = 1.06; break; case 572: bar = 1.06; break; case 573: bar = 1.05; break; case 574: bar = 1.05; break; case 575: bar = 1.05; break; case 576: bar = 1.04; break; case 577: bar = 1.04; break; case 578: bar = 1.04; break; case 579: bar = 1.04; break; case 580: bar = 1.03; break; case 581: bar = 1.03; break; case 582: bar = 1.03; break; case 583: bar = 1.02; break; case 584: bar = 1.02; break; case 585: bar = 1.02; break; case 586: bar = 1.02; break; case 587: bar = 1.01; break; case 588: bar = 1.01; break; case 589: bar = 1.01; break; case 590: bar = 1; break; case 591: bar = 1; break; case 592: bar = 1; break; case 593: bar = 1; break; case 594: bar = 0.99; break; case 595: bar = 0.99; break; case 596: bar = 0.99; break; case 597: bar = 0.98; break; case 598: bar = 0.98; break; case 599: bar = 0.98; break; case 600: bar = 0.98; break; case 601: bar = 0.97; break; case 602: bar = 0.97; break; case 603: bar = 0.97; break; case 604: bar = 0.96; break; case 605: bar = 0.96; break; case 606: bar = 0.96; break; case 607: bar = 0.96; break; case 608: bar = 0.95; break; case 609: bar = 0.95; break; case 610: bar = 0.95; break; case 611: bar = 0.95; break; case 612: bar = 0.94; break; case 613: bar = 0.94; break; case 614: bar = 0.94; break; case 615: bar = 0.94; break; case 616: bar = 0.93; break; case 617: bar = 0.93; break; case 618: bar = 0.93; break; case 619: bar = 0.92; break; case 620: bar = 0.92; break; case 621: bar = 0.92; break; case 622: bar = 0.92; break; case 623: bar = 0.91; break; case 624: bar = 0.91; break; case 625: bar = 0.91; break; case 626: bar = 0.91; break; case 627: bar = 0.9; break; case 628: bar = 0.9; break; case 629: bar = 0.9; break; case 630: bar = 0.9; break; case 631: bar = 0.89; break; case 632: bar = 0.89; break; case 633: bar = 0.89; break; case 634: bar = 0.89; break; case 635: bar = 0.88; break; case 636: bar = 0.88; break; case 637: bar = 0.88; break; case 638: bar = 0.88; break; case 639: bar = 0.87; break; case 640: bar = 0.87; break; case 641: bar = 0.87; break; case 642: bar = 0.87; break; case 643: bar = 0.86; break; case 644: bar = 0.86; break; case 645: bar = 0.86; break; case 646: bar = 0.86; break; case 647: bar = 0.85; break; case 648: bar = 0.85; break; case 649: bar = 0.85; break; case 650: bar = 0.85; break; case 651: bar = 0.84; break; case 652: bar = 0.84; break; case 653: bar = 0.84; break; case 654: bar = 0.84; break; case 655: bar = 0.84; break; case 656: bar = 0.83; break; case 657: bar = 0.83; break; case 658: bar = 0.83; break; case 659: bar = 0.83; break; case 660: bar = 0.82; break; case 661: bar = 0.82; break; case 662: bar = 0.82; break; case 663: bar = 0.82; break; case 664: bar = 0.81; break; case 665: bar = 0.81; break; case 666: bar = 0.81; break; case 667: bar = 0.81; break; case 668: bar = 0.81; break; case 669: bar = 0.8; break; case 670: bar = 0.8; break; case 671: bar = 0.8; break; case 672: bar = 0.8; break; case 673: bar = 0.79; break; case 674: bar = 0.79; break; case 675: bar = 0.79; break; case 676: bar = 0.79; break; case 677: bar = 0.78; break; case 678: bar = 0.78; break; case 679: bar = 0.78; break; case 680: bar = 0.78; break; case 681: bar = 0.78; break; case 682: bar = 0.77; break; case 683: bar = 0.77; break; case 684: bar = 0.77; break; case 685: bar = 0.77; break; case 686: bar = 0.77; break; case 687: bar = 0.76; break; case 688: bar = 0.76; break; case 689: bar = 0.76; break; case 690: bar = 0.76; break; case 691: bar = 0.75; break; case 692: bar = 0.75; break; case 693: bar = 0.75; break; case 694: bar = 0.75; break; case 695: bar = 0.75; break; case 696: bar = 0.74; break; case 697: bar = 0.74; break; case 698: bar = 0.74; break; case 699: bar = 0.74; break; case 700: bar = 0.74; break; case 701: bar = 0.73; break; case 702: bar = 0.73; break; case 703: bar = 0.73; break; case 704: bar = 0.73; break; case 705: bar = 0.72; break; case 706: bar = 0.72; break; case 707: bar = 0.72; break; case 708: bar = 0.72; break; case 709: bar = 0.72; break; case 710: bar = 0.71; break; case 711: bar = 0.71; break; case 712: bar = 0.71; break; case 713: bar = 0.71; break; case 714: bar = 0.71; break; case 715: bar = 0.7; break; case 716: bar = 0.7; break; case 717: bar = 0.7; break; case 718: bar = 0.7; break; case 719: bar = 0.7; break; case 720: bar = 0.69; break; case 721: bar = 0.69; break; case 722: bar = 0.69; break; case 723: bar = 0.69; break; case 724: bar = 0.69; break; case 725: bar = 0.68; break; case 726: bar = 0.68; break; case 727: bar = 0.68; break; case 728: bar = 0.68; break; case 729: bar = 0.68; break; case 730: bar = 0.67; break; case 731: bar = 0.67; break; case 732: bar = 0.67; break; case 733: bar = 0.67; break; case 734: bar = 0.67; break; case 735: bar = 0.67; break; case 736: bar = 0.66; break; case 737: bar = 0.66; break; case 738: bar = 0.66; break; case 739: bar = 0.66; break; case 740: bar = 0.66; break; case 741: bar = 0.65; break; case 742: bar = 0.65; break; case 743: bar = 0.65; break; case 744: bar = 0.65; break; case 745: bar = 0.65; break; case 746: bar = 0.64; break; case 747: bar = 0.64; break; case 748: bar = 0.64; break; case 749: bar = 0.64; break; case 750: bar = 0.64; break; case 751: bar = 0.64; break; case 752: bar = 0.63; break; case 753: bar = 0.63; break; case 754: bar = 0.63; break; case 755: bar = 0.63; break; case 756: bar = 0.63; break; case 757: bar = 0.62; break; case 758: bar = 0.62; break; case 759: bar = 0.62; break; case 760: bar = 0.62; break; case 761: bar = 0.62; break; case 762: bar = 0.61; break; case 763: bar = 0.61; break; case 764: bar = 0.61; break; case 765: bar = 0.61; break; case 766: bar = 0.61; break; case 767: bar = 0.61; break; case 768: bar = 0.6; break; case 769: bar = 0.6; break; case 770: bar = 0.6; break; case 771: bar = 0.6; break; case 772: bar = 0.6; break; case 773: bar = 0.6; break; case 774: bar = 0.59; break; case 775: bar = 0.59; break; case 776: bar = 0.59; break; case 777: bar = 0.59; break; case 778: bar = 0.59; break; case 779: bar = 0.59; break; case 780: bar = 0.58; break; case 781: bar = 0.58; break; case 782: bar = 0.58; break; case 783: bar = 0.58; break; case 784: bar = 0.58; break; case 785: bar = 0.57; break; case 786: bar = 0.57; break; case 787: bar = 0.57; break; case 788: bar = 0.57; break; case 789: bar = 0.57; break; case 790: bar = 0.57; break; case 791: bar = 0.56; break; case 792: bar = 0.56; break; case 793: bar = 0.56; break; case 794: bar = 0.56; break; case 795: bar = 0.56; break; case 796: bar = 0.56; break; case 797: bar = 0.55; break; case 798: bar = 0.55; break; case 799: bar = 0.55; break; case 800: bar = 0.55; break; case 801: bar = 0.55; break; case 802: bar = 0.55; break; case 803: bar = 0.54; break; case 804: bar = 0.54; break; case 805: bar = 0.54; break; case 806: bar = 0.54; break; case 807: bar = 0.54; break; case 808: bar = 0.54; break; case 809: bar = 0.53; break; case 810: bar = 0.53; break; case 811: bar = 0.53; break; case 812: bar = 0.53; break; case 813: bar = 0.53; break; case 814: bar = 0.53; break; case 815: bar = 0.53; break; case 816: bar = 0.52; break; case 817: bar = 0.52; break; case 818: bar = 0.52; break; case 819: bar = 0.52; break; case 820: bar = 0.52; break; case 821: bar = 0.52; break; case 822: bar = 0.51; break; case 823: bar = 0.51; break; case 824: bar = 0.51; break; case 825: bar = 0.51; break; case 826: bar = 0.51; break; case 827: bar = 0.51; break; case 828: bar = 0.5; break; case 829: bar = 0.5; break; case 830: bar = 0.5; break; case 831: bar = 0.5; break; case 832: bar = 0.5; break; case 833: bar = 0.5; break; case 834: bar = 0.5; break; case 835: bar = 0.49; break; case 836: bar = 0.49; break; case 837: bar = 0.49; break; case 838: bar = 0.49; break; case 839: bar = 0.49; break; case 840: bar = 0.49; break; case 841: bar = 0.48; break; case 842: bar = 0.48; break; case 843: bar = 0.48; break; case 844: bar = 0.48; break; case 845: bar = 0.48; break; case 846: bar = 0.48; break; case 847: bar = 0.48; break; case 848: bar = 0.47; break; case 849: bar = 0.47; break; case 850: bar = 0.47; break; case 851: bar = 0.47; break; case 852: bar = 0.47; break; case 853: bar = 0.47; break; case 854: bar = 0.47; break; case 855: bar = 0.46; break; case 856: bar = 0.46; break; case 857: bar = 0.46; break; case 858: bar = 0.46; break; case 859: bar = 0.46; break; case 860: bar = 0.46; break; case 861: bar = 0.46; break; case 862: bar = 0.45; break; case 863: bar = 0.45; break; case 864: bar = 0.45; break; case 865: bar = 0.45; break; case 866: bar = 0.45; break; case 867: bar = 0.45; break; case 868: bar = 0.45; break; case 869: bar = 0.44; break; case 870: bar = 0.44; break; case 871: bar = 0.44; break; case 872: bar = 0.44; break; case 873: bar = 0.44; break; case 874: bar = 0.44; break; case 875: bar = 0.44; break; case 876: bar = 0.43; break; case 877: bar = 0.43; break; case 878: bar = 0.43; break; case 879: bar = 0.43; break; case 880: bar = 0.43; break; case 881: bar = 0.43; break; case 882: bar = 0.43; break; case 883: bar = 0.42; break; case 884: bar = 0.42; break; case 885: bar = 0.42; break; case 886: bar = 0.42; break; case 887: bar = 0.42; break; case 888: bar = 0.42; break; case 889: bar = 0.42; break; case 890: bar = 0.41; break; case 891: bar = 0.41; break; case 892: bar = 0.41; break; case 893: bar = 0.41; break; case 894: bar = 0.41; break; case 895: bar = 0.41; break; case 896: bar = 0.41; break; case 897: bar = 0.41; break; case 898: bar = 0.4; break; case 899: bar = 0.4; break; case 900: bar = 0.4; break; case 901: bar = 0.4; break; case 902: bar = 0.4; break; case 903: bar = 0.4; break; case 904: bar = 0.4; break; case 905: bar = 0.39; break; case 906: bar = 0.39; break; case 907: bar = 0.39; break; case 908: bar = 0.39; break; case 909: bar = 0.39; break; case 910: bar = 0.39; break; case 911: bar = 0.39; break; case 912: bar = 0.39; break; case 913: bar = 0.38; break; case 914: bar = 0.38; break; case 915: bar = 0.38; break; case 916: bar = 0.38; break; case 917: bar = 0.38; break; case 918: bar = 0.38; break; case 919: bar = 0.38; break; case 920: bar = 0.38; break; case 921: bar = 0.37; break; case 922: bar = 0.37; break; case 923: bar = 0.37; break; case 924: bar = 0.37; break; case 925: bar = 0.37; break; case 926: bar = 0.37; break; case 927: bar = 0.37; break; case 928: bar = 0.37; break; case 929: bar = 0.36; break; case 930: bar = 0.36; break; case 931: bar = 0.36; break; case 932: bar = 0.36; break; case 933: bar = 0.36; break; case 934: bar = 0.36; break; case 935: bar = 0.36; break; case 936: bar = 0.36; break; case 937: bar = 0.35; break; case 938: bar = 0.35; break; case 939: bar = 0.35; break; case 940: bar = 0.35; break; case 941: bar = 0.35; break; case 942: bar = 0.35; break; case 943: bar = 0.35; break; case 944: bar = 0.35; break; case 945: bar = 0.34; break; case 946: bar = 0.34; break; case 947: bar = 0.34; break; case 948: bar = 0.34; break; case 949: bar = 0.34; break; case 950: bar = 0.34; break; case 951: bar = 0.34; break; case 952: bar = 0.34; break; case 953: bar = 0.33; break; case 954: bar = 0.33; break; case 955: bar = 0.33; break; case 956: bar = 0.33; break; case 957: bar = 0.33; break; case 958: bar = 0.33; break; case 959: bar = 0.33; break; case 960: bar = 0.33; break; case 961: bar = 0.32; break; case 962: bar = 0.32; break; case 963: bar = 0.32; break; case 964: bar = 0.32; break; case 965: bar = 0.32; break; case 966: bar = 0.32; break; case 967: bar = 0.32; break; case 968: bar = 0.32; break; case 969: bar = 0.32; break; case 970: bar = 0.31; break; case 971: bar = 0.31; break; case 972: bar = 0.31; break; case 973: bar = 0.31; break; case 974: bar = 0.31; break; case 975: bar = 0.31; break; case 976: bar = 0.31; break; case 977: bar = 0.31; break; case 978: bar = 0.3; break; case 979: bar = 0.3; break; case 980: bar = 0.3; break; case 981: bar = 0.3; break; case 982: bar = 0.3; break; case 983: bar = 0.3; break; case 984: bar = 0.3; break; case 985: bar = 0.3; break; case 986: bar = 0.3; break; case 987: bar = 0.29; break; case 988: bar = 0.29; break; case 989: bar = 0.29; break; case 990: bar = 0.29; break; case 991: bar = 0.29; break; case 992: bar = 0.29; break; case 993: bar = 0.29; break; case 994: bar = 0.29; break; case 995: bar = 0.29; break; case 996: bar = 0.28; break; case 997: bar = 0.28; break; case 998: bar = 0.28; break; case 999: bar = 0.28; break; case 1000: bar = 0.28; break; case 1001: bar = 0.28; break; case 1002: bar = 0.28; break; case 1003: bar = 0.28; break; case 1004: bar = 0.28; break; case 1005: bar = 0.27; break; case 1006: bar = 0.27; break; case 1007: bar = 0.27; break; case 1008: bar = 0.27; break; case 1009: bar = 0.27; break; case 1010: bar = 0.27; break; case 1011: bar = 0.27; break; case 1012: bar = 0.27; break; case 1013: bar = 0.27; break; case 1014: bar = 0.26; break; case 1015: bar = 0.26; break; case 1016: bar = 0.26; break; case 1017: bar = 0.26; break; case 1018: bar = 0.26; break; case 1019: bar = 0.26; break; case 1020: bar = 0.26; break; case 1021: bar = 0.26; break; case 1022: bar = 0.26; break; case 1023: bar = 0.26; break; case 1024: bar = 0.25; break;
case 21: bar = 28.15; break; | case 21: bar = 28.15; break; case 22: bar = 27.12; break; case 23: bar = 26.17; break; case 24: bar = 25.29; break; case 25: bar = 24.47; break; case 26: bar = 23.71; break; case 27: bar = 22.99; break; case 28: bar = 22.32; break; case 29: bar = 21.69; break; case 30: bar = 21.1; break; case 31: bar = 20.54; break; case 32: bar = 20.02; break; case 33: bar = 19.52; break; case 34: bar = 19.04; break; case 35: bar = 18.59; break; case 36: bar = 18.16; break; case 37: bar = 17.76; break; case 38: bar = 17.37; break; case 39: bar = 17; break; case 40: bar = 16.64; break; case 41: bar = 16.3; break; case 42: bar = 15.98; break; case 43: bar = 15.67; break; case 44: bar = 15.37; break; case 45: bar = 15.08; break; case 46: bar = 14.81; break; case 47: bar = 14.54; break; case 48: bar = 14.28; break; case 49: bar = 14.04; break; case 50: bar = 13.8; break; case 51: bar = 13.57; break; case 52: bar = 13.35; break; case 53: bar = 13.13; break; case 54: bar = 12.93; break; case 55: bar = 12.73; break; case 56: bar = 12.53; break; case 57: bar = 12.34; break; case 58: bar = 12.16; break; case 59: bar = 11.98; break; case 60: bar = 11.81; break; case 61: bar = 11.65; break; case 62: bar = 11.48; break; case 63: bar = 11.33; break; case 64: bar = 11.17; break; case 65: bar = 11.02; break; case 66: bar = 10.88; break; case 67: bar = 10.74; break; case 68: bar = 10.6; break; case 69: bar = 10.47; break; case 70: bar = 10.34; break; case 71: bar = 10.21; break; case 72: bar = 10.09; break; case 73: bar = 9.97; break; case 74: bar = 9.85; break; case 75: bar = 9.73; break; case 76: bar = 9.62; break; case 77: bar = 9.51; break; case 78: bar = 9.4; break; case 79: bar = 9.3; break; case 80: bar = 9.19; break; case 81: bar = 9.09; break; case 82: bar = 9; break; case 83: bar = 8.9; break; case 84: bar = 8.81; break; case 85: bar = 8.71; break; case 86: bar = 8.62; break; case 87: bar = 8.53; break; case 88: bar = 8.45; break; case 89: bar = 8.36; break; case 90: bar = 8.28; break; case 91: bar = 8.2; break; case 92: bar = 8.12; break; case 93: bar = 8.04; break; case 94: bar = 7.96; break; case 95: bar = 7.89; break; case 96: bar = 7.81; break; case 97: bar = 7.74; break; case 98: bar = 7.67; break; case 99: bar = 7.6; break; case 100: bar = 7.53; break; case 101: bar = 7.46; break; case 102: bar = 7.4; break; case 103: bar = 7.33; break; case 104: bar = 7.27; break; case 105: bar = 7.2; break; case 106: bar = 7.14; break; case 107: bar = 7.08; break; case 108: bar = 7.02; break; case 109: bar = 6.96; break; case 110: bar = 6.9; break; case 111: bar = 6.85; break; case 112: bar = 6.79; break; case 113: bar = 6.74; break; case 114: bar = 6.68; break; case 115: bar = 6.63; break; case 116: bar = 6.57; break; case 117: bar = 6.52; break; case 118: bar = 6.47; break; case 119: bar = 6.42; break; case 120: bar = 6.37; break; case 121: bar = 6.32; break; case 122: bar = 6.27; break; case 123: bar = 6.23; break; case 124: bar = 6.18; break; case 125: bar = 6.13; break; case 126: bar = 6.09; break; case 127: bar = 6.04; break; case 128: bar = 6; break; case 129: bar = 5.95; break; case 130: bar = 5.91; break; case 131: bar = 5.87; break; case 132: bar = 5.83; break; case 133: bar = 5.79; break; case 134: bar = 5.75; break; case 135: bar = 5.71; break; case 136: bar = 5.67; break; case 137: bar = 5.63; break; case 138: bar = 5.59; break; case 139: bar = 5.55; break; case 140: bar = 5.51; break; case 141: bar = 5.47; break; case 142: bar = 5.44; break; case 143: bar = 5.4; break; case 144: bar = 5.37; break; case 145: bar = 5.33; break; case 146: bar = 5.3; break; case 147: bar = 5.26; break; case 148: bar = 5.23; break; case 149: bar = 5.19; break; case 150: bar = 5.16; break; case 151: bar = 5.13; break; case 152: bar = 5.09; break; case 153: bar = 5.06; break; case 154: bar = 5.03; break; case 155: bar = 5; break; case 156: bar = 4.97; break; case 157: bar = 4.94; break; case 158: bar = 4.91; break; case 159: bar = 4.88; break; case 160: bar = 4.85; break; case 161: bar = 4.82; break; case 162: bar = 4.79; break; case 163: bar = 4.76; break; case 164: bar = 4.73; break; case 165: bar = 4.7; break; case 166: bar = 4.68; break; case 167: bar = 4.65; break; case 168: bar = 4.62; break; case 169: bar = 4.59; break; case 170: bar = 4.57; break; case 171: bar = 4.54; break; case 172: bar = 4.52; break; case 173: bar = 4.49; break; case 174: bar = 4.46; break; case 175: bar = 4.44; break; case 176: bar = 4.41; break; case 177: bar = 4.39; break; case 178: bar = 4.36; break; case 179: bar = 4.34; break; case 180: bar = 4.32; break; case 181: bar = 4.29; break; case 182: bar = 4.27; break; case 183: bar = 4.25; break; case 184: bar = 4.22; break; case 185: bar = 4.2; break; case 186: bar = 4.18; break; case 187: bar = 4.15; break; case 188: bar = 4.13; break; case 189: bar = 4.11; break; case 190: bar = 4.09; break; case 191: bar = 4.07; break; case 192: bar = 4.05; break; case 193: bar = 4.02; break; case 194: bar = 4; break; case 195: bar = 3.98; break; case 196: bar = 3.96; break; case 197: bar = 3.94; break; case 198: bar = 3.92; break; case 199: bar = 3.9; break; case 200: bar = 3.88; break; case 201: bar = 3.86; break; case 202: bar = 3.84; break; case 203: bar = 3.82; break; case 204: bar = 3.8; break; case 205: bar = 3.78; break; case 206: bar = 3.77; break; case 207: bar = 3.75; break; case 208: bar = 3.73; break; case 209: bar = 3.71; break; case 210: bar = 3.69; break; case 211: bar = 3.67; break; case 212: bar = 3.66; break; case 213: bar = 3.64; break; case 214: bar = 3.62; break; case 215: bar = 3.6; break; case 216: bar = 3.59; break; case 217: bar = 3.57; break; case 218: bar = 3.55; break; case 219: bar = 3.53; break; case 220: bar = 3.52; break; case 221: bar = 3.5; break; case 222: bar = 3.48; break; case 223: bar = 3.47; break; case 224: bar = 3.45; break; case 225: bar = 3.44; break; case 226: bar = 3.42; break; case 227: bar = 3.4; break; case 228: bar = 3.39; break; case 229: bar = 3.37; break; case 230: bar = 3.36; break; case 231: bar = 3.34; break; case 232: bar = 3.33; break; case 233: bar = 3.31; break; case 234: bar = 3.3; break; case 235: bar = 3.28; break; case 236: bar = 3.27; break; case 237: bar = 3.25; break; case 238: bar = 3.24; break; case 239: bar = 3.22; break; case 240: bar = 3.21; break; case 241: bar = 3.19; break; case 242: bar = 3.18; break; case 243: bar = 3.17; break; case 244: bar = 3.15; break; case 245: bar = 3.14; break; case 246: bar = 3.12; break; case 247: bar = 3.11; break; case 248: bar = 3.1; break; case 249: bar = 3.08; break; case 250: bar = 3.07; break; case 251: bar = 3.06; break; case 252: bar = 3.04; break; case 253: bar = 3.03; break; case 254: bar = 3.02; break; case 255: bar = 3.01; break; case 256: bar = 2.99; break; case 257: bar = 2.98; break; case 258: bar = 2.97; break; case 259: bar = 2.96; break; case 260: bar = 2.94; break; case 261: bar = 2.93; break; case 262: bar = 2.92; break; case 263: bar = 2.91; break; case 264: bar = 2.89; break; case 265: bar = 2.88; break; case 266: bar = 2.87; break; case 267: bar = 2.86; break; case 268: bar = 2.85; break; case 269: bar = 2.83; break; case 270: bar = 2.82; break; case 271: bar = 2.81; break; case 272: bar = 2.8; break; case 273: bar = 2.79; break; case 274: bar = 2.78; break; case 275: bar = 2.77; break; case 276: bar = 2.76; break; case 277: bar = 2.74; break; case 278: bar = 2.73; break; case 279: bar = 2.72; break; case 280: bar = 2.71; break; case 281: bar = 2.7; break; case 282: bar = 2.69; break; case 283: bar = 2.68; break; case 284: bar = 2.67; break; case 285: bar = 2.66; break; case 286: bar = 2.65; break; case 287: bar = 2.64; break; case 288: bar = 2.63; break; case 289: bar = 2.62; break; case 290: bar = 2.61; break; case 291: bar = 2.6; break; case 292: bar = 2.59; break; case 293: bar = 2.58; break; case 294: bar = 2.57; break; case 295: bar = 2.56; break; case 296: bar = 2.55; break; case 297: bar = 2.54; break; case 298: bar = 2.53; break; case 299: bar = 2.52; break; case 300: bar = 2.51; break; case 301: bar = 2.5; break; case 302: bar = 2.49; break; case 303: bar = 2.48; break; case 304: bar = 2.47; break; case 305: bar = 2.46; break; case 306: bar = 2.45; break; case 307: bar = 2.44; break; case 308: bar = 2.43; break; case 309: bar = 2.42; break; case 310: bar = 2.41; break; case 311: bar = 2.41; break; case 312: bar = 2.4; break; case 313: bar = 2.39; break; case 314: bar = 2.38; break; case 315: bar = 2.37; break; case 316: bar = 2.36; break; case 317: bar = 2.35; break; case 318: bar = 2.34; break; case 319: bar = 2.34; break; case 320: bar = 2.33; break; case 321: bar = 2.32; break; case 322: bar = 2.31; break; case 323: bar = 2.3; break; case 324: bar = 2.29; break; case 325: bar = 2.28; break; case 326: bar = 2.28; break; case 327: bar = 2.27; break; case 328: bar = 2.26; break; case 329: bar = 2.25; break; case 330: bar = 2.24; break; case 331: bar = 2.24; break; case 332: bar = 2.23; break; case 333: bar = 2.22; break; case 334: bar = 2.21; break; case 335: bar = 2.2; break; case 336: bar = 2.2; break; case 337: bar = 2.19; break; case 338: bar = 2.18; break; case 339: bar = 2.17; break; case 340: bar = 2.17; break; case 341: bar = 2.16; break; case 342: bar = 2.15; break; case 343: bar = 2.14; break; case 344: bar = 2.13; break; case 345: bar = 2.13; break; case 346: bar = 2.12; break; case 347: bar = 2.11; break; case 348: bar = 2.11; break; case 349: bar = 2.1; break; case 350: bar = 2.09; break; case 351: bar = 2.08; break; case 352: bar = 2.08; break; case 353: bar = 2.07; break; case 354: bar = 2.06; break; case 355: bar = 2.05; break; case 356: bar = 2.05; break; case 357: bar = 2.04; break; case 358: bar = 2.03; break; case 359: bar = 2.03; break; case 360: bar = 2.02; break; case 361: bar = 2.01; break; case 362: bar = 2.01; break; case 363: bar = 2; break; case 364: bar = 1.99; break; case 365: bar = 1.99; break; case 366: bar = 1.98; break; case 367: bar = 1.97; break; case 368: bar = 1.97; break; case 369: bar = 1.96; break; case 370: bar = 1.95; break; case 371: bar = 1.95; break; case 372: bar = 1.94; break; case 373: bar = 1.93; break; case 374: bar = 1.93; break; case 375: bar = 1.92; break; case 376: bar = 1.91; break; case 377: bar = 1.91; break; case 378: bar = 1.9; break; case 379: bar = 1.89; break; case 380: bar = 1.89; break; case 381: bar = 1.88; break; case 382: bar = 1.88; break; case 383: bar = 1.87; break; case 384: bar = 1.86; break; case 385: bar = 1.86; break; case 386: bar = 1.85; break; case 387: bar = 1.85; break; case 388: bar = 1.84; break; case 389: bar = 1.83; break; case 390: bar = 1.83; break; case 391: bar = 1.82; break; case 392: bar = 1.82; break; case 393: bar = 1.81; break; case 394: bar = 1.8; break; case 395: bar = 1.8; break; case 396: bar = 1.79; break; case 397: bar = 1.79; break; case 398: bar = 1.78; break; case 399: bar = 1.77; break; case 400: bar = 1.77; break; case 401: bar = 1.76; break; case 402: bar = 1.76; break; case 403: bar = 1.75; break; case 404: bar = 1.75; break; case 405: bar = 1.74; break; case 406: bar = 1.73; break; case 407: bar = 1.73; break; case 408: bar = 1.72; break; case 409: bar = 1.72; break; case 410: bar = 1.71; break; case 411: bar = 1.71; break; case 412: bar = 1.7; break; case 413: bar = 1.7; break; case 414: bar = 1.69; break; case 415: bar = 1.69; break; case 416: bar = 1.68; break; case 417: bar = 1.67; break; case 418: bar = 1.67; break; case 419: bar = 1.66; break; case 420: bar = 1.66; break; case 421: bar = 1.65; break; case 422: bar = 1.65; break; case 423: bar = 1.64; break; case 424: bar = 1.64; break; case 425: bar = 1.63; break; case 426: bar = 1.63; break; case 427: bar = 1.62; break; case 428: bar = 1.62; break; case 429: bar = 1.61; break; case 430: bar = 1.61; break; case 431: bar = 1.6; break; case 432: bar = 1.6; break; case 433: bar = 1.59; break; case 434: bar = 1.59; break; case 435: bar = 1.58; break; case 436: bar = 1.58; break; case 437: bar = 1.57; break; case 438: bar = 1.57; break; case 439: bar = 1.56; break; case 440: bar = 1.56; break; case 441: bar = 1.55; break; case 442: bar = 1.55; break; case 443: bar = 1.54; break; case 444: bar = 1.54; break; case 445: bar = 1.53; break; case 446: bar = 1.53; break; case 447: bar = 1.53; break; case 448: bar = 1.52; break; case 449: bar = 1.52; break; case 450: bar = 1.51; break; case 451: bar = 1.51; break; case 452: bar = 1.5; break; case 453: bar = 1.5; break; case 454: bar = 1.49; break; case 455: bar = 1.49; break; case 456: bar = 1.48; break; case 457: bar = 1.48; break; case 458: bar = 1.47; break; case 459: bar = 1.47; break; case 460: bar = 1.47; break; case 461: bar = 1.46; break; case 462: bar = 1.46; break; case 463: bar = 1.45; break; case 464: bar = 1.45; break; case 465: bar = 1.44; break; case 466: bar = 1.44; break; case 467: bar = 1.44; break; case 468: bar = 1.43; break; case 469: bar = 1.43; break; case 470: bar = 1.42; break; case 471: bar = 1.42; break; case 472: bar = 1.41; break; case 473: bar = 1.41; break; case 474: bar = 1.41; break; case 475: bar = 1.4; break; case 476: bar = 1.4; break; case 477: bar = 1.39; break; case 478: bar = 1.39; break; case 479: bar = 1.38; break; case 480: bar = 1.38; break; case 481: bar = 1.38; break; case 482: bar = 1.37; break; case 483: bar = 1.37; break; case 484: bar = 1.36; break; case 485: bar = 1.36; break; case 486: bar = 1.36; break; case 487: bar = 1.35; break; case 488: bar = 1.35; break; case 489: bar = 1.34; break; case 490: bar = 1.34; break; case 491: bar = 1.34; break; case 492: bar = 1.33; break; case 493: bar = 1.33; break; case 494: bar = 1.32; break; case 495: bar = 1.32; break; case 496: bar = 1.32; break; case 497: bar = 1.31; break; case 498: bar = 1.31; break; case 499: bar = 1.3; break; case 500: bar = 1.3; break; case 501: bar = 1.3; break; case 502: bar = 1.29; break; case 503: bar = 1.29; break; case 504: bar = 1.29; break; case 505: bar = 1.28; break; case 506: bar = 1.28; break; case 507: bar = 1.27; break; case 508: bar = 1.27; break; case 509: bar = 1.27; break; case 510: bar = 1.26; break; case 511: bar = 1.26; break; case 512: bar = 1.26; break; case 513: bar = 1.25; break; case 514: bar = 1.25; break; case 515: bar = 1.24; break; case 516: bar = 1.24; break; case 517: bar = 1.24; break; case 518: bar = 1.23; break; case 519: bar = 1.23; break; case 520: bar = 1.23; break; case 521: bar = 1.22; break; case 522: bar = 1.22; break; case 523: bar = 1.22; break; case 524: bar = 1.21; break; case 525: bar = 1.21; break; case 526: bar = 1.21; break; case 527: bar = 1.2; break; case 528: bar = 1.2; break; case 529: bar = 1.2; break; case 530: bar = 1.19; break; case 531: bar = 1.19; break; case 532: bar = 1.18; break; case 533: bar = 1.18; break; case 534: bar = 1.18; break; case 535: bar = 1.17; break; case 536: bar = 1.17; break; case 537: bar = 1.17; break; case 538: bar = 1.16; break; case 539: bar = 1.16; break; case 540: bar = 1.16; break; case 541: bar = 1.15; break; case 542: bar = 1.15; break; case 543: bar = 1.15; break; case 544: bar = 1.14; break; case 545: bar = 1.14; break; case 546: bar = 1.14; break; case 547: bar = 1.13; break; case 548: bar = 1.13; break; case 549: bar = 1.13; break; case 550: bar = 1.12; break; case 551: bar = 1.12; break; case 552: bar = 1.12; break; case 553: bar = 1.12; break; case 554: bar = 1.11; break; case 555: bar = 1.11; break; case 556: bar = 1.11; break; case 557: bar = 1.1; break; case 558: bar = 1.1; break; case 559: bar = 1.1; break; case 560: bar = 1.09; break; case 561: bar = 1.09; break; case 562: bar = 1.09; break; case 563: bar = 1.08; break; case 564: bar = 1.08; break; case 565: bar = 1.08; break; case 566: bar = 1.07; break; case 567: bar = 1.07; break; case 568: bar = 1.07; break; case 569: bar = 1.07; break; case 570: bar = 1.06; break; case 571: bar = 1.06; break; case 572: bar = 1.06; break; case 573: bar = 1.05; break; case 574: bar = 1.05; break; case 575: bar = 1.05; break; case 576: bar = 1.04; break; case 577: bar = 1.04; break; case 578: bar = 1.04; break; case 579: bar = 1.04; break; case 580: bar = 1.03; break; case 581: bar = 1.03; break; case 582: bar = 1.03; break; case 583: bar = 1.02; break; case 584: bar = 1.02; break; case 585: bar = 1.02; break; case 586: bar = 1.02; break; case 587: bar = 1.01; break; case 588: bar = 1.01; break; case 589: bar = 1.01; break; case 590: bar = 1; break; case 591: bar = 1; break; case 592: bar = 1; break; case 593: bar = 1; break; case 594: bar = 0.99; break; case 595: bar = 0.99; break; case 596: bar = 0.99; break; case 597: bar = 0.98; break; case 598: bar = 0.98; break; case 599: bar = 0.98; break; case 600: bar = 0.98; break; case 601: bar = 0.97; break; case 602: bar = 0.97; break; case 603: bar = 0.97; break; case 604: bar = 0.96; break; case 605: bar = 0.96; break; case 606: bar = 0.96; break; case 607: bar = 0.96; break; case 608: bar = 0.95; break; case 609: bar = 0.95; break; case 610: bar = 0.95; break; case 611: bar = 0.95; break; case 612: bar = 0.94; break; case 613: bar = 0.94; break; case 614: bar = 0.94; break; case 615: bar = 0.94; break; case 616: bar = 0.93; break; case 617: bar = 0.93; break; case 618: bar = 0.93; break; case 619: bar = 0.92; break; case 620: bar = 0.92; break; case 621: bar = 0.92; break; case 622: bar = 0.92; break; case 623: bar = 0.91; break; case 624: bar = 0.91; break; case 625: bar = 0.91; break; case 626: bar = 0.91; break; case 627: bar = 0.9; break; case 628: bar = 0.9; break; case 629: bar = 0.9; break; case 630: bar = 0.9; break; case 631: bar = 0.89; break; case 632: bar = 0.89; break; case 633: bar = 0.89; break; case 634: bar = 0.89; break; case 635: bar = 0.88; break; case 636: bar = 0.88; break; case 637: bar = 0.88; break; case 638: bar = 0.88; break; case 639: bar = 0.87; break; case 640: bar = 0.87; break; case 641: bar = 0.87; break; case 642: bar = 0.87; break; case 643: bar = 0.86; break; case 644: bar = 0.86; break; case 645: bar = 0.86; break; case 646: bar = 0.86; break; case 647: bar = 0.85; break; case 648: bar = 0.85; break; case 649: bar = 0.85; break; case 650: bar = 0.85; break; case 651: bar = 0.84; break; case 652: bar = 0.84; break; case 653: bar = 0.84; break; case 654: bar = 0.84; break; case 655: bar = 0.84; break; case 656: bar = 0.83; break; case 657: bar = 0.83; break; case 658: bar = 0.83; break; case 659: bar = 0.83; break; case 660: bar = 0.82; break; case 661: bar = 0.82; break; case 662: bar = 0.82; break; case 663: bar = 0.82; break; case 664: bar = 0.81; break; case 665: bar = 0.81; break; case 666: bar = 0.81; break; case 667: bar = 0.81; break; case 668: bar = 0.81; break; case 669: bar = 0.8; break; case 670: bar = 0.8; break; case 671: bar = 0.8; break; case 672: bar = 0.8; break; case 673: bar = 0.79; break; case 674: bar = 0.79; break; case 675: bar = 0.79; break; case 676: bar = 0.79; break; case 677: bar = 0.78; break; case 678: bar = 0.78; break; case 679: bar = 0.78; break; case 680: bar = 0.78; break; case 681: bar = 0.78; break; case 682: bar = 0.77; break; case 683: bar = 0.77; break; case 684: bar = 0.77; break; case 685: bar = 0.77; break; case 686: bar = 0.77; break; case 687: bar = 0.76; break; case 688: bar = 0.76; break; case 689: bar = 0.76; break; case 690: bar = 0.76; break; case 691: bar = 0.75; break; case 692: bar = 0.75; break; case 693: bar = 0.75; break; case 694: bar = 0.75; break; case 695: bar = 0.75; break; case 696: bar = 0.74; break; case 697: bar = 0.74; break; case 698: bar = 0.74; break; case 699: bar = 0.74; break; case 700: bar = 0.74; break; case 701: bar = 0.73; break; case 702: bar = 0.73; break; case 703: bar = 0.73; break; case 704: bar = 0.73; break; case 705: bar = 0.72; break; case 706: bar = 0.72; break; case 707: bar = 0.72; break; case 708: bar = 0.72; break; case 709: bar = 0.72; break; case 710: bar = 0.71; break; case 711: bar = 0.71; break; case 712: bar = 0.71; break; case 713: bar = 0.71; break; case 714: bar = 0.71; break; case 715: bar = 0.7; break; case 716: bar = 0.7; break; case 717: bar = 0.7; break; case 718: bar = 0.7; break; case 719: bar = 0.7; break; case 720: bar = 0.69; break; case 721: bar = 0.69; break; case 722: bar = 0.69; break; case 723: bar = 0.69; break; case 724: bar = 0.69; break; case 725: bar = 0.68; break; case 726: bar = 0.68; break; case 727: bar = 0.68; break; case 728: bar = 0.68; break; case 729: bar = 0.68; break; case 730: bar = 0.67; break; case 731: bar = 0.67; break; case 732: bar = 0.67; break; case 733: bar = 0.67; break; case 734: bar = 0.67; break; case 735: bar = 0.67; break; case 736: bar = 0.66; break; case 737: bar = 0.66; break; case 738: bar = 0.66; break; case 739: bar = 0.66; break; case 740: bar = 0.66; break; case 741: bar = 0.65; break; case 742: bar = 0.65; break; case 743: bar = 0.65; break; case 744: bar = 0.65; break; case 745: bar = 0.65; break; case 746: bar = 0.64; break; case 747: bar = 0.64; break; case 748: bar = 0.64; break; case 749: bar = 0.64; break; case 750: bar = 0.64; break; case 751: bar = 0.64; break; case 752: bar = 0.63; break; case 753: bar = 0.63; break; case 754: bar = 0.63; break; case 755: bar = 0.63; break; case 756: bar = 0.63; break; case 757: bar = 0.62; break; case 758: bar = 0.62; break; case 759: bar = 0.62; break; case 760: bar = 0.62; break; case 761: bar = 0.62; break; case 762: bar = 0.61; break; case 763: bar = 0.61; break; case 764: bar = 0.61; break; case 765: bar = 0.61; break; case 766: bar = 0.61; break; case 767: bar = 0.61; break; case 768: bar = 0.6; break; case 769: bar = 0.6; break; case 770: bar = 0.6; break; case 771: bar = 0.6; break; case 772: bar = 0.6; break; case 773: bar = 0.6; break; case 774: bar = 0.59; break; case 775: bar = 0.59; break; case 776: bar = 0.59; break; case 777: bar = 0.59; break; case 778: bar = 0.59; break; case 779: bar = 0.59; break; case 780: bar = 0.58; break; case 781: bar = 0.58; break; case 782: bar = 0.58; break; case 783: bar = 0.58; break; case 784: bar = 0.58; break; case 785: bar = 0.57; break; case 786: bar = 0.57; break; case 787: bar = 0.57; break; case 788: bar = 0.57; break; case 789: bar = 0.57; break; case 790: bar = 0.57; break; case 791: bar = 0.56; break; case 792: bar = 0.56; break; case 793: bar = 0.56; break; case 794: bar = 0.56; break; case 795: bar = 0.56; break; case 796: bar = 0.56; break; case 797: bar = 0.55; break; case 798: bar = 0.55; break; case 799: bar = 0.55; break; case 800: bar = 0.55; break; case 801: bar = 0.55; break; case 802: bar = 0.55; break; case 803: bar = 0.54; break; case 804: bar = 0.54; break; case 805: bar = 0.54; break; case 806: bar = 0.54; break; case 807: bar = 0.54; break; case 808: bar = 0.54; break; case 809: bar = 0.53; break; case 810: bar = 0.53; break; case 811: bar = 0.53; break; case 812: bar = 0.53; break; case 813: bar = 0.53; break; case 814: bar = 0.53; break; case 815: bar = 0.53; break; case 816: bar = 0.52; break; case 817: bar = 0.52; break; case 818: bar = 0.52; break; case 819: bar = 0.52; break; case 820: bar = 0.52; break; case 821: bar = 0.52; break; case 822: bar = 0.51; break; case 823: bar = 0.51; break; case 824: bar = 0.51; break; case 825: bar = 0.51; break; case 826: bar = 0.51; break; case 827: bar = 0.51; break; case 828: bar = 0.5; break; case 829: bar = 0.5; break; case 830: bar = 0.5; break; case 831: bar = 0.5; break; case 832: bar = 0.5; break; case 833: bar = 0.5; break; case 834: bar = 0.5; break; case 835: bar = 0.49; break; case 836: bar = 0.49; break; case 837: bar = 0.49; break; case 838: bar = 0.49; break; case 839: bar = 0.49; break; case 840: bar = 0.49; break; case 841: bar = 0.48; break; case 842: bar = 0.48; break; case 843: bar = 0.48; break; case 844: bar = 0.48; break; case 845: bar = 0.48; break; case 846: bar = 0.48; break; case 847: bar = 0.48; break; case 848: bar = 0.47; break; case 849: bar = 0.47; break; case 850: bar = 0.47; break; case 851: bar = 0.47; break; case 852: bar = 0.47; break; case 853: bar = 0.47; break; case 854: bar = 0.47; break; case 855: bar = 0.46; break; case 856: bar = 0.46; break; case 857: bar = 0.46; break; case 858: bar = 0.46; break; case 859: bar = 0.46; break; case 860: bar = 0.46; break; case 861: bar = 0.46; break; case 862: bar = 0.45; break; case 863: bar = 0.45; break; case 864: bar = 0.45; break; case 865: bar = 0.45; break; case 866: bar = 0.45; break; case 867: bar = 0.45; break; case 868: bar = 0.45; break; case 869: bar = 0.44; break; case 870: bar = 0.44; break; case 871: bar = 0.44; break; case 872: bar = 0.44; break; case 873: bar = 0.44; break; case 874: bar = 0.44; break; case 875: bar = 0.44; break; case 876: bar = 0.43; break; case 877: bar = 0.43; break; case 878: bar = 0.43; break; case 879: bar = 0.43; break; case 880: bar = 0.43; break; case 881: bar = 0.43; break; case 882: bar = 0.43; break; case 883: bar = 0.42; break; case 884: bar = 0.42; break; case 885: bar = 0.42; break; case 886: bar = 0.42; break; case 887: bar = 0.42; break; case 888: bar = 0.42; break; case 889: bar = 0.42; break; case 890: bar = 0.41; break; case 891: bar = 0.41; break; case 892: bar = 0.41; break; case 893: bar = 0.41; break; case 894: bar = 0.41; break; case 895: bar = 0.41; break; case 896: bar = 0.41; break; case 897: bar = 0.41; break; case 898: bar = 0.4; break; case 899: bar = 0.4; break; case 900: bar = 0.4; break; case 901: bar = 0.4; break; case 902: bar = 0.4; break; case 903: bar = 0.4; break; case 904: bar = 0.4; break; case 905: bar = 0.39; break; case 906: bar = 0.39; break; case 907: bar = 0.39; break; case 908: bar = 0.39; break; case 909: bar = 0.39; break; case 910: bar = 0.39; break; case 911: bar = 0.39; break; case 912: bar = 0.39; break; case 913: bar = 0.38; break; case 914: bar = 0.38; break; case 915: bar = 0.38; break; case 916: bar = 0.38; break; case 917: bar = 0.38; break; case 918: bar = 0.38; break; case 919: bar = 0.38; break; case 920: bar = 0.38; break; case 921: bar = 0.37; break; case 922: bar = 0.37; break; case 923: bar = 0.37; break; case 924: bar = 0.37; break; case 925: bar = 0.37; break; case 926: bar = 0.37; break; case 927: bar = 0.37; break; case 928: bar = 0.37; break; case 929: bar = 0.36; break; case 930: bar = 0.36; break; case 931: bar = 0.36; break; case 932: bar = 0.36; break; case 933: bar = 0.36; break; case 934: bar = 0.36; break; case 935: bar = 0.36; break; case 936: bar = 0.36; break; case 937: bar = 0.35; break; case 938: bar = 0.35; break; case 939: bar = 0.35; break; case 940: bar = 0.35; break; case 941: bar = 0.35; break; case 942: bar = 0.35; break; case 943: bar = 0.35; break; case 944: bar = 0.35; break; case 945: bar = 0.34; break; case 946: bar = 0.34; break; case 947: bar = 0.34; break; case 948: bar = 0.34; break; case 949: bar = 0.34; break; case 950: bar = 0.34; break; case 951: bar = 0.34; break; case 952: bar = 0.34; break; case 953: bar = 0.33; break; case 954: bar = 0.33; break; case 955: bar = 0.33; break; case 956: bar = 0.33; break; case 957: bar = 0.33; break; case 958: bar = 0.33; break; case 959: bar = 0.33; break; case 960: bar = 0.33; break; case 961: bar = 0.32; break; case 962: bar = 0.32; break; case 963: bar = 0.32; break; case 964: bar = 0.32; break; case 965: bar = 0.32; break; case 966: bar = 0.32; break; case 967: bar = 0.32; break; case 968: bar = 0.32; break; case 969: bar = 0.32; break; case 970: bar = 0.31; break; case 971: bar = 0.31; break; case 972: bar = 0.31; break; case 973: bar = 0.31; break; case 974: bar = 0.31; break; case 975: bar = 0.31; break; case 976: bar = 0.31; break; case 977: bar = 0.31; break; case 978: bar = 0.3; break; case 979: bar = 0.3; break; case 980: bar = 0.3; break; case 981: bar = 0.3; break; case 982: bar = 0.3; break; case 983: bar = 0.3; break; case 984: bar = 0.3; break; case 985: bar = 0.3; break; case 986: bar = 0.3; break; case 987: bar = 0.29; break; case 988: bar = 0.29; break; case 989: bar = 0.29; break; case 990: bar = 0.29; break; case 991: bar = 0.29; break; case 992: bar = 0.29; break; case 993: bar = 0.29; break; case 994: bar = 0.29; break; case 995: bar = 0.29; break; case 996: bar = 0.28; break; case 997: bar = 0.28; break; case 998: bar = 0.28; break; case 999: bar = 0.28; break; case 1000: bar = 0.28; break; case 1001: bar = 0.28; break; case 1002: bar = 0.28; break; case 1003: bar = 0.28; break; case 1004: bar = 0.28; break; case 1005: bar = 0.27; break; case 1006: bar = 0.27; break; case 1007: bar = 0.27; break; case 1008: bar = 0.27; break; case 1009: bar = 0.27; break; case 1010: bar = 0.27; break; case 1011: bar = 0.27; break; case 1012: bar = 0.27; break; case 1013: bar = 0.27; break; case 1014: bar = 0.26; break; case 1015: bar = 0.26; break; case 1016: bar = 0.26; break; case 1017: bar = 0.26; break; case 1018: bar = 0.26; break; case 1019: bar = 0.26; break; case 1020: bar = 0.26; break; case 1021: bar = 0.26; break; case 1022: bar = 0.26; break; case 1023: bar = 0.26; break; case 1024: bar = 0.25; break;
case 22: bar = 27.12; break; | case 22: bar = 27.12; break; case 23: bar = 26.17; break; case 24: bar = 25.29; break; case 25: bar = 24.47; break; case 26: bar = 23.71; break; case 27: bar = 22.99; break; case 28: bar = 22.32; break; case 29: bar = 21.69; break; case 30: bar = 21.1; break; case 31: bar = 20.54; break; case 32: bar = 20.02; break; case 33: bar = 19.52; break; case 34: bar = 19.04; break; case 35: bar = 18.59; break; case 36: bar = 18.16; break; case 37: bar = 17.76; break; case 38: bar = 17.37; break; case 39: bar = 17; break; case 40: bar = 16.64; break; case 41: bar = 16.3; break; case 42: bar = 15.98; break; case 43: bar = 15.67; break; case 44: bar = 15.37; break; case 45: bar = 15.08; break; case 46: bar = 14.81; break; case 47: bar = 14.54; break; case 48: bar = 14.28; break; case 49: bar = 14.04; break; case 50: bar = 13.8; break; case 51: bar = 13.57; break; case 52: bar = 13.35; break; case 53: bar = 13.13; break; case 54: bar = 12.93; break; case 55: bar = 12.73; break; case 56: bar = 12.53; break; case 57: bar = 12.34; break; case 58: bar = 12.16; break; case 59: bar = 11.98; break; case 60: bar = 11.81; break; case 61: bar = 11.65; break; case 62: bar = 11.48; break; case 63: bar = 11.33; break; case 64: bar = 11.17; break; case 65: bar = 11.02; break; case 66: bar = 10.88; break; case 67: bar = 10.74; break; case 68: bar = 10.6; break; case 69: bar = 10.47; break; case 70: bar = 10.34; break; case 71: bar = 10.21; break; case 72: bar = 10.09; break; case 73: bar = 9.97; break; case 74: bar = 9.85; break; case 75: bar = 9.73; break; case 76: bar = 9.62; break; case 77: bar = 9.51; break; case 78: bar = 9.4; break; case 79: bar = 9.3; break; case 80: bar = 9.19; break; case 81: bar = 9.09; break; case 82: bar = 9; break; case 83: bar = 8.9; break; case 84: bar = 8.81; break; case 85: bar = 8.71; break; case 86: bar = 8.62; break; case 87: bar = 8.53; break; case 88: bar = 8.45; break; case 89: bar = 8.36; break; case 90: bar = 8.28; break; case 91: bar = 8.2; break; case 92: bar = 8.12; break; case 93: bar = 8.04; break; case 94: bar = 7.96; break; case 95: bar = 7.89; break; case 96: bar = 7.81; break; case 97: bar = 7.74; break; case 98: bar = 7.67; break; case 99: bar = 7.6; break; case 100: bar = 7.53; break; case 101: bar = 7.46; break; case 102: bar = 7.4; break; case 103: bar = 7.33; break; case 104: bar = 7.27; break; case 105: bar = 7.2; break; case 106: bar = 7.14; break; case 107: bar = 7.08; break; case 108: bar = 7.02; break; case 109: bar = 6.96; break; case 110: bar = 6.9; break; case 111: bar = 6.85; break; case 112: bar = 6.79; break; case 113: bar = 6.74; break; case 114: bar = 6.68; break; case 115: bar = 6.63; break; case 116: bar = 6.57; break; case 117: bar = 6.52; break; case 118: bar = 6.47; break; case 119: bar = 6.42; break; case 120: bar = 6.37; break; case 121: bar = 6.32; break; case 122: bar = 6.27; break; case 123: bar = 6.23; break; case 124: bar = 6.18; break; case 125: bar = 6.13; break; case 126: bar = 6.09; break; case 127: bar = 6.04; break; case 128: bar = 6; break; case 129: bar = 5.95; break; case 130: bar = 5.91; break; case 131: bar = 5.87; break; case 132: bar = 5.83; break; case 133: bar = 5.79; break; case 134: bar = 5.75; break; case 135: bar = 5.71; break; case 136: bar = 5.67; break; case 137: bar = 5.63; break; case 138: bar = 5.59; break; case 139: bar = 5.55; break; case 140: bar = 5.51; break; case 141: bar = 5.47; break; case 142: bar = 5.44; break; case 143: bar = 5.4; break; case 144: bar = 5.37; break; case 145: bar = 5.33; break; case 146: bar = 5.3; break; case 147: bar = 5.26; break; case 148: bar = 5.23; break; case 149: bar = 5.19; break; case 150: bar = 5.16; break; case 151: bar = 5.13; break; case 152: bar = 5.09; break; case 153: bar = 5.06; break; case 154: bar = 5.03; break; case 155: bar = 5; break; case 156: bar = 4.97; break; case 157: bar = 4.94; break; case 158: bar = 4.91; break; case 159: bar = 4.88; break; case 160: bar = 4.85; break; case 161: bar = 4.82; break; case 162: bar = 4.79; break; case 163: bar = 4.76; break; case 164: bar = 4.73; break; case 165: bar = 4.7; break; case 166: bar = 4.68; break; case 167: bar = 4.65; break; case 168: bar = 4.62; break; case 169: bar = 4.59; break; case 170: bar = 4.57; break; case 171: bar = 4.54; break; case 172: bar = 4.52; break; case 173: bar = 4.49; break; case 174: bar = 4.46; break; case 175: bar = 4.44; break; case 176: bar = 4.41; break; case 177: bar = 4.39; break; case 178: bar = 4.36; break; case 179: bar = 4.34; break; case 180: bar = 4.32; break; case 181: bar = 4.29; break; case 182: bar = 4.27; break; case 183: bar = 4.25; break; case 184: bar = 4.22; break; case 185: bar = 4.2; break; case 186: bar = 4.18; break; case 187: bar = 4.15; break; case 188: bar = 4.13; break; case 189: bar = 4.11; break; case 190: bar = 4.09; break; case 191: bar = 4.07; break; case 192: bar = 4.05; break; case 193: bar = 4.02; break; case 194: bar = 4; break; case 195: bar = 3.98; break; case 196: bar = 3.96; break; case 197: bar = 3.94; break; case 198: bar = 3.92; break; case 199: bar = 3.9; break; case 200: bar = 3.88; break; case 201: bar = 3.86; break; case 202: bar = 3.84; break; case 203: bar = 3.82; break; case 204: bar = 3.8; break; case 205: bar = 3.78; break; case 206: bar = 3.77; break; case 207: bar = 3.75; break; case 208: bar = 3.73; break; case 209: bar = 3.71; break; case 210: bar = 3.69; break; case 211: bar = 3.67; break; case 212: bar = 3.66; break; case 213: bar = 3.64; break; case 214: bar = 3.62; break; case 215: bar = 3.6; break; case 216: bar = 3.59; break; case 217: bar = 3.57; break; case 218: bar = 3.55; break; case 219: bar = 3.53; break; case 220: bar = 3.52; break; case 221: bar = 3.5; break; case 222: bar = 3.48; break; case 223: bar = 3.47; break; case 224: bar = 3.45; break; case 225: bar = 3.44; break; case 226: bar = 3.42; break; case 227: bar = 3.4; break; case 228: bar = 3.39; break; case 229: bar = 3.37; break; case 230: bar = 3.36; break; case 231: bar = 3.34; break; case 232: bar = 3.33; break; case 233: bar = 3.31; break; case 234: bar = 3.3; break; case 235: bar = 3.28; break; case 236: bar = 3.27; break; case 237: bar = 3.25; break; case 238: bar = 3.24; break; case 239: bar = 3.22; break; case 240: bar = 3.21; break; case 241: bar = 3.19; break; case 242: bar = 3.18; break; case 243: bar = 3.17; break; case 244: bar = 3.15; break; case 245: bar = 3.14; break; case 246: bar = 3.12; break; case 247: bar = 3.11; break; case 248: bar = 3.1; break; case 249: bar = 3.08; break; case 250: bar = 3.07; break; case 251: bar = 3.06; break; case 252: bar = 3.04; break; case 253: bar = 3.03; break; case 254: bar = 3.02; break; case 255: bar = 3.01; break; case 256: bar = 2.99; break; case 257: bar = 2.98; break; case 258: bar = 2.97; break; case 259: bar = 2.96; break; case 260: bar = 2.94; break; case 261: bar = 2.93; break; case 262: bar = 2.92; break; case 263: bar = 2.91; break; case 264: bar = 2.89; break; case 265: bar = 2.88; break; case 266: bar = 2.87; break; case 267: bar = 2.86; break; case 268: bar = 2.85; break; case 269: bar = 2.83; break; case 270: bar = 2.82; break; case 271: bar = 2.81; break; case 272: bar = 2.8; break; case 273: bar = 2.79; break; case 274: bar = 2.78; break; case 275: bar = 2.77; break; case 276: bar = 2.76; break; case 277: bar = 2.74; break; case 278: bar = 2.73; break; case 279: bar = 2.72; break; case 280: bar = 2.71; break; case 281: bar = 2.7; break; case 282: bar = 2.69; break; case 283: bar = 2.68; break; case 284: bar = 2.67; break; case 285: bar = 2.66; break; case 286: bar = 2.65; break; case 287: bar = 2.64; break; case 288: bar = 2.63; break; case 289: bar = 2.62; break; case 290: bar = 2.61; break; case 291: bar = 2.6; break; case 292: bar = 2.59; break; case 293: bar = 2.58; break; case 294: bar = 2.57; break; case 295: bar = 2.56; break; case 296: bar = 2.55; break; case 297: bar = 2.54; break; case 298: bar = 2.53; break; case 299: bar = 2.52; break; case 300: bar = 2.51; break; case 301: bar = 2.5; break; case 302: bar = 2.49; break; case 303: bar = 2.48; break; case 304: bar = 2.47; break; case 305: bar = 2.46; break; case 306: bar = 2.45; break; case 307: bar = 2.44; break; case 308: bar = 2.43; break; case 309: bar = 2.42; break; case 310: bar = 2.41; break; case 311: bar = 2.41; break; case 312: bar = 2.4; break; case 313: bar = 2.39; break; case 314: bar = 2.38; break; case 315: bar = 2.37; break; case 316: bar = 2.36; break; case 317: bar = 2.35; break; case 318: bar = 2.34; break; case 319: bar = 2.34; break; case 320: bar = 2.33; break; case 321: bar = 2.32; break; case 322: bar = 2.31; break; case 323: bar = 2.3; break; case 324: bar = 2.29; break; case 325: bar = 2.28; break; case 326: bar = 2.28; break; case 327: bar = 2.27; break; case 328: bar = 2.26; break; case 329: bar = 2.25; break; case 330: bar = 2.24; break; case 331: bar = 2.24; break; case 332: bar = 2.23; break; case 333: bar = 2.22; break; case 334: bar = 2.21; break; case 335: bar = 2.2; break; case 336: bar = 2.2; break; case 337: bar = 2.19; break; case 338: bar = 2.18; break; case 339: bar = 2.17; break; case 340: bar = 2.17; break; case 341: bar = 2.16; break; case 342: bar = 2.15; break; case 343: bar = 2.14; break; case 344: bar = 2.13; break; case 345: bar = 2.13; break; case 346: bar = 2.12; break; case 347: bar = 2.11; break; case 348: bar = 2.11; break; case 349: bar = 2.1; break; case 350: bar = 2.09; break; case 351: bar = 2.08; break; case 352: bar = 2.08; break; case 353: bar = 2.07; break; case 354: bar = 2.06; break; case 355: bar = 2.05; break; case 356: bar = 2.05; break; case 357: bar = 2.04; break; case 358: bar = 2.03; break; case 359: bar = 2.03; break; case 360: bar = 2.02; break; case 361: bar = 2.01; break; case 362: bar = 2.01; break; case 363: bar = 2; break; case 364: bar = 1.99; break; case 365: bar = 1.99; break; case 366: bar = 1.98; break; case 367: bar = 1.97; break; case 368: bar = 1.97; break; case 369: bar = 1.96; break; case 370: bar = 1.95; break; case 371: bar = 1.95; break; case 372: bar = 1.94; break; case 373: bar = 1.93; break; case 374: bar = 1.93; break; case 375: bar = 1.92; break; case 376: bar = 1.91; break; case 377: bar = 1.91; break; case 378: bar = 1.9; break; case 379: bar = 1.89; break; case 380: bar = 1.89; break; case 381: bar = 1.88; break; case 382: bar = 1.88; break; case 383: bar = 1.87; break; case 384: bar = 1.86; break; case 385: bar = 1.86; break; case 386: bar = 1.85; break; case 387: bar = 1.85; break; case 388: bar = 1.84; break; case 389: bar = 1.83; break; case 390: bar = 1.83; break; case 391: bar = 1.82; break; case 392: bar = 1.82; break; case 393: bar = 1.81; break; case 394: bar = 1.8; break; case 395: bar = 1.8; break; case 396: bar = 1.79; break; case 397: bar = 1.79; break; case 398: bar = 1.78; break; case 399: bar = 1.77; break; case 400: bar = 1.77; break; case 401: bar = 1.76; break; case 402: bar = 1.76; break; case 403: bar = 1.75; break; case 404: bar = 1.75; break; case 405: bar = 1.74; break; case 406: bar = 1.73; break; case 407: bar = 1.73; break; case 408: bar = 1.72; break; case 409: bar = 1.72; break; case 410: bar = 1.71; break; case 411: bar = 1.71; break; case 412: bar = 1.7; break; case 413: bar = 1.7; break; case 414: bar = 1.69; break; case 415: bar = 1.69; break; case 416: bar = 1.68; break; case 417: bar = 1.67; break; case 418: bar = 1.67; break; case 419: bar = 1.66; break; case 420: bar = 1.66; break; case 421: bar = 1.65; break; case 422: bar = 1.65; break; case 423: bar = 1.64; break; case 424: bar = 1.64; break; case 425: bar = 1.63; break; case 426: bar = 1.63; break; case 427: bar = 1.62; break; case 428: bar = 1.62; break; case 429: bar = 1.61; break; case 430: bar = 1.61; break; case 431: bar = 1.6; break; case 432: bar = 1.6; break; case 433: bar = 1.59; break; case 434: bar = 1.59; break; case 435: bar = 1.58; break; case 436: bar = 1.58; break; case 437: bar = 1.57; break; case 438: bar = 1.57; break; case 439: bar = 1.56; break; case 440: bar = 1.56; break; case 441: bar = 1.55; break; case 442: bar = 1.55; break; case 443: bar = 1.54; break; case 444: bar = 1.54; break; case 445: bar = 1.53; break; case 446: bar = 1.53; break; case 447: bar = 1.53; break; case 448: bar = 1.52; break; case 449: bar = 1.52; break; case 450: bar = 1.51; break; case 451: bar = 1.51; break; case 452: bar = 1.5; break; case 453: bar = 1.5; break; case 454: bar = 1.49; break; case 455: bar = 1.49; break; case 456: bar = 1.48; break; case 457: bar = 1.48; break; case 458: bar = 1.47; break; case 459: bar = 1.47; break; case 460: bar = 1.47; break; case 461: bar = 1.46; break; case 462: bar = 1.46; break; case 463: bar = 1.45; break; case 464: bar = 1.45; break; case 465: bar = 1.44; break; case 466: bar = 1.44; break; case 467: bar = 1.44; break; case 468: bar = 1.43; break; case 469: bar = 1.43; break; case 470: bar = 1.42; break; case 471: bar = 1.42; break; case 472: bar = 1.41; break; case 473: bar = 1.41; break; case 474: bar = 1.41; break; case 475: bar = 1.4; break; case 476: bar = 1.4; break; case 477: bar = 1.39; break; case 478: bar = 1.39; break; case 479: bar = 1.38; break; case 480: bar = 1.38; break; case 481: bar = 1.38; break; case 482: bar = 1.37; break; case 483: bar = 1.37; break; case 484: bar = 1.36; break; case 485: bar = 1.36; break; case 486: bar = 1.36; break; case 487: bar = 1.35; break; case 488: bar = 1.35; break; case 489: bar = 1.34; break; case 490: bar = 1.34; break; case 491: bar = 1.34; break; case 492: bar = 1.33; break; case 493: bar = 1.33; break; case 494: bar = 1.32; break; case 495: bar = 1.32; break; case 496: bar = 1.32; break; case 497: bar = 1.31; break; case 498: bar = 1.31; break; case 499: bar = 1.3; break; case 500: bar = 1.3; break; case 501: bar = 1.3; break; case 502: bar = 1.29; break; case 503: bar = 1.29; break; case 504: bar = 1.29; break; case 505: bar = 1.28; break; case 506: bar = 1.28; break; case 507: bar = 1.27; break; case 508: bar = 1.27; break; case 509: bar = 1.27; break; case 510: bar = 1.26; break; case 511: bar = 1.26; break; case 512: bar = 1.26; break; case 513: bar = 1.25; break; case 514: bar = 1.25; break; case 515: bar = 1.24; break; case 516: bar = 1.24; break; case 517: bar = 1.24; break; case 518: bar = 1.23; break; case 519: bar = 1.23; break; case 520: bar = 1.23; break; case 521: bar = 1.22; break; case 522: bar = 1.22; break; case 523: bar = 1.22; break; case 524: bar = 1.21; break; case 525: bar = 1.21; break; case 526: bar = 1.21; break; case 527: bar = 1.2; break; case 528: bar = 1.2; break; case 529: bar = 1.2; break; case 530: bar = 1.19; break; case 531: bar = 1.19; break; case 532: bar = 1.18; break; case 533: bar = 1.18; break; case 534: bar = 1.18; break; case 535: bar = 1.17; break; case 536: bar = 1.17; break; case 537: bar = 1.17; break; case 538: bar = 1.16; break; case 539: bar = 1.16; break; case 540: bar = 1.16; break; case 541: bar = 1.15; break; case 542: bar = 1.15; break; case 543: bar = 1.15; break; case 544: bar = 1.14; break; case 545: bar = 1.14; break; case 546: bar = 1.14; break; case 547: bar = 1.13; break; case 548: bar = 1.13; break; case 549: bar = 1.13; break; case 550: bar = 1.12; break; case 551: bar = 1.12; break; case 552: bar = 1.12; break; case 553: bar = 1.12; break; case 554: bar = 1.11; break; case 555: bar = 1.11; break; case 556: bar = 1.11; break; case 557: bar = 1.1; break; case 558: bar = 1.1; break; case 559: bar = 1.1; break; case 560: bar = 1.09; break; case 561: bar = 1.09; break; case 562: bar = 1.09; break; case 563: bar = 1.08; break; case 564: bar = 1.08; break; case 565: bar = 1.08; break; case 566: bar = 1.07; break; case 567: bar = 1.07; break; case 568: bar = 1.07; break; case 569: bar = 1.07; break; case 570: bar = 1.06; break; case 571: bar = 1.06; break; case 572: bar = 1.06; break; case 573: bar = 1.05; break; case 574: bar = 1.05; break; case 575: bar = 1.05; break; case 576: bar = 1.04; break; case 577: bar = 1.04; break; case 578: bar = 1.04; break; case 579: bar = 1.04; break; case 580: bar = 1.03; break; case 581: bar = 1.03; break; case 582: bar = 1.03; break; case 583: bar = 1.02; break; case 584: bar = 1.02; break; case 585: bar = 1.02; break; case 586: bar = 1.02; break; case 587: bar = 1.01; break; case 588: bar = 1.01; break; case 589: bar = 1.01; break; case 590: bar = 1; break; case 591: bar = 1; break; case 592: bar = 1; break; case 593: bar = 1; break; case 594: bar = 0.99; break; case 595: bar = 0.99; break; case 596: bar = 0.99; break; case 597: bar = 0.98; break; case 598: bar = 0.98; break; case 599: bar = 0.98; break; case 600: bar = 0.98; break; case 601: bar = 0.97; break; case 602: bar = 0.97; break; case 603: bar = 0.97; break; case 604: bar = 0.96; break; case 605: bar = 0.96; break; case 606: bar = 0.96; break; case 607: bar = 0.96; break; case 608: bar = 0.95; break; case 609: bar = 0.95; break; case 610: bar = 0.95; break; case 611: bar = 0.95; break; case 612: bar = 0.94; break; case 613: bar = 0.94; break; case 614: bar = 0.94; break; case 615: bar = 0.94; break; case 616: bar = 0.93; break; case 617: bar = 0.93; break; case 618: bar = 0.93; break; case 619: bar = 0.92; break; case 620: bar = 0.92; break; case 621: bar = 0.92; break; case 622: bar = 0.92; break; case 623: bar = 0.91; break; case 624: bar = 0.91; break; case 625: bar = 0.91; break; case 626: bar = 0.91; break; case 627: bar = 0.9; break; case 628: bar = 0.9; break; case 629: bar = 0.9; break; case 630: bar = 0.9; break; case 631: bar = 0.89; break; case 632: bar = 0.89; break; case 633: bar = 0.89; break; case 634: bar = 0.89; break; case 635: bar = 0.88; break; case 636: bar = 0.88; break; case 637: bar = 0.88; break; case 638: bar = 0.88; break; case 639: bar = 0.87; break; case 640: bar = 0.87; break; case 641: bar = 0.87; break; case 642: bar = 0.87; break; case 643: bar = 0.86; break; case 644: bar = 0.86; break; case 645: bar = 0.86; break; case 646: bar = 0.86; break; case 647: bar = 0.85; break; case 648: bar = 0.85; break; case 649: bar = 0.85; break; case 650: bar = 0.85; break; case 651: bar = 0.84; break; case 652: bar = 0.84; break; case 653: bar = 0.84; break; case 654: bar = 0.84; break; case 655: bar = 0.84; break; case 656: bar = 0.83; break; case 657: bar = 0.83; break; case 658: bar = 0.83; break; case 659: bar = 0.83; break; case 660: bar = 0.82; break; case 661: bar = 0.82; break; case 662: bar = 0.82; break; case 663: bar = 0.82; break; case 664: bar = 0.81; break; case 665: bar = 0.81; break; case 666: bar = 0.81; break; case 667: bar = 0.81; break; case 668: bar = 0.81; break; case 669: bar = 0.8; break; case 670: bar = 0.8; break; case 671: bar = 0.8; break; case 672: bar = 0.8; break; case 673: bar = 0.79; break; case 674: bar = 0.79; break; case 675: bar = 0.79; break; case 676: bar = 0.79; break; case 677: bar = 0.78; break; case 678: bar = 0.78; break; case 679: bar = 0.78; break; case 680: bar = 0.78; break; case 681: bar = 0.78; break; case 682: bar = 0.77; break; case 683: bar = 0.77; break; case 684: bar = 0.77; break; case 685: bar = 0.77; break; case 686: bar = 0.77; break; case 687: bar = 0.76; break; case 688: bar = 0.76; break; case 689: bar = 0.76; break; case 690: bar = 0.76; break; case 691: bar = 0.75; break; case 692: bar = 0.75; break; case 693: bar = 0.75; break; case 694: bar = 0.75; break; case 695: bar = 0.75; break; case 696: bar = 0.74; break; case 697: bar = 0.74; break; case 698: bar = 0.74; break; case 699: bar = 0.74; break; case 700: bar = 0.74; break; case 701: bar = 0.73; break; case 702: bar = 0.73; break; case 703: bar = 0.73; break; case 704: bar = 0.73; break; case 705: bar = 0.72; break; case 706: bar = 0.72; break; case 707: bar = 0.72; break; case 708: bar = 0.72; break; case 709: bar = 0.72; break; case 710: bar = 0.71; break; case 711: bar = 0.71; break; case 712: bar = 0.71; break; case 713: bar = 0.71; break; case 714: bar = 0.71; break; case 715: bar = 0.7; break; case 716: bar = 0.7; break; case 717: bar = 0.7; break; case 718: bar = 0.7; break; case 719: bar = 0.7; break; case 720: bar = 0.69; break; case 721: bar = 0.69; break; case 722: bar = 0.69; break; case 723: bar = 0.69; break; case 724: bar = 0.69; break; case 725: bar = 0.68; break; case 726: bar = 0.68; break; case 727: bar = 0.68; break; case 728: bar = 0.68; break; case 729: bar = 0.68; break; case 730: bar = 0.67; break; case 731: bar = 0.67; break; case 732: bar = 0.67; break; case 733: bar = 0.67; break; case 734: bar = 0.67; break; case 735: bar = 0.67; break; case 736: bar = 0.66; break; case 737: bar = 0.66; break; case 738: bar = 0.66; break; case 739: bar = 0.66; break; case 740: bar = 0.66; break; case 741: bar = 0.65; break; case 742: bar = 0.65; break; case 743: bar = 0.65; break; case 744: bar = 0.65; break; case 745: bar = 0.65; break; case 746: bar = 0.64; break; case 747: bar = 0.64; break; case 748: bar = 0.64; break; case 749: bar = 0.64; break; case 750: bar = 0.64; break; case 751: bar = 0.64; break; case 752: bar = 0.63; break; case 753: bar = 0.63; break; case 754: bar = 0.63; break; case 755: bar = 0.63; break; case 756: bar = 0.63; break; case 757: bar = 0.62; break; case 758: bar = 0.62; break; case 759: bar = 0.62; break; case 760: bar = 0.62; break; case 761: bar = 0.62; break; case 762: bar = 0.61; break; case 763: bar = 0.61; break; case 764: bar = 0.61; break; case 765: bar = 0.61; break; case 766: bar = 0.61; break; case 767: bar = 0.61; break; case 768: bar = 0.6; break; case 769: bar = 0.6; break; case 770: bar = 0.6; break; case 771: bar = 0.6; break; case 772: bar = 0.6; break; case 773: bar = 0.6; break; case 774: bar = 0.59; break; case 775: bar = 0.59; break; case 776: bar = 0.59; break; case 777: bar = 0.59; break; case 778: bar = 0.59; break; case 779: bar = 0.59; break; case 780: bar = 0.58; break; case 781: bar = 0.58; break; case 782: bar = 0.58; break; case 783: bar = 0.58; break; case 784: bar = 0.58; break; case 785: bar = 0.57; break; case 786: bar = 0.57; break; case 787: bar = 0.57; break; case 788: bar = 0.57; break; case 789: bar = 0.57; break; case 790: bar = 0.57; break; case 791: bar = 0.56; break; case 792: bar = 0.56; break; case 793: bar = 0.56; break; case 794: bar = 0.56; break; case 795: bar = 0.56; break; case 796: bar = 0.56; break; case 797: bar = 0.55; break; case 798: bar = 0.55; break; case 799: bar = 0.55; break; case 800: bar = 0.55; break; case 801: bar = 0.55; break; case 802: bar = 0.55; break; case 803: bar = 0.54; break; case 804: bar = 0.54; break; case 805: bar = 0.54; break; case 806: bar = 0.54; break; case 807: bar = 0.54; break; case 808: bar = 0.54; break; case 809: bar = 0.53; break; case 810: bar = 0.53; break; case 811: bar = 0.53; break; case 812: bar = 0.53; break; case 813: bar = 0.53; break; case 814: bar = 0.53; break; case 815: bar = 0.53; break; case 816: bar = 0.52; break; case 817: bar = 0.52; break; case 818: bar = 0.52; break; case 819: bar = 0.52; break; case 820: bar = 0.52; break; case 821: bar = 0.52; break; case 822: bar = 0.51; break; case 823: bar = 0.51; break; case 824: bar = 0.51; break; case 825: bar = 0.51; break; case 826: bar = 0.51; break; case 827: bar = 0.51; break; case 828: bar = 0.5; break; case 829: bar = 0.5; break; case 830: bar = 0.5; break; case 831: bar = 0.5; break; case 832: bar = 0.5; break; case 833: bar = 0.5; break; case 834: bar = 0.5; break; case 835: bar = 0.49; break; case 836: bar = 0.49; break; case 837: bar = 0.49; break; case 838: bar = 0.49; break; case 839: bar = 0.49; break; case 840: bar = 0.49; break; case 841: bar = 0.48; break; case 842: bar = 0.48; break; case 843: bar = 0.48; break; case 844: bar = 0.48; break; case 845: bar = 0.48; break; case 846: bar = 0.48; break; case 847: bar = 0.48; break; case 848: bar = 0.47; break; case 849: bar = 0.47; break; case 850: bar = 0.47; break; case 851: bar = 0.47; break; case 852: bar = 0.47; break; case 853: bar = 0.47; break; case 854: bar = 0.47; break; case 855: bar = 0.46; break; case 856: bar = 0.46; break; case 857: bar = 0.46; break; case 858: bar = 0.46; break; case 859: bar = 0.46; break; case 860: bar = 0.46; break; case 861: bar = 0.46; break; case 862: bar = 0.45; break; case 863: bar = 0.45; break; case 864: bar = 0.45; break; case 865: bar = 0.45; break; case 866: bar = 0.45; break; case 867: bar = 0.45; break; case 868: bar = 0.45; break; case 869: bar = 0.44; break; case 870: bar = 0.44; break; case 871: bar = 0.44; break; case 872: bar = 0.44; break; case 873: bar = 0.44; break; case 874: bar = 0.44; break; case 875: bar = 0.44; break; case 876: bar = 0.43; break; case 877: bar = 0.43; break; case 878: bar = 0.43; break; case 879: bar = 0.43; break; case 880: bar = 0.43; break; case 881: bar = 0.43; break; case 882: bar = 0.43; break; case 883: bar = 0.42; break; case 884: bar = 0.42; break; case 885: bar = 0.42; break; case 886: bar = 0.42; break; case 887: bar = 0.42; break; case 888: bar = 0.42; break; case 889: bar = 0.42; break; case 890: bar = 0.41; break; case 891: bar = 0.41; break; case 892: bar = 0.41; break; case 893: bar = 0.41; break; case 894: bar = 0.41; break; case 895: bar = 0.41; break; case 896: bar = 0.41; break; case 897: bar = 0.41; break; case 898: bar = 0.4; break; case 899: bar = 0.4; break; case 900: bar = 0.4; break; case 901: bar = 0.4; break; case 902: bar = 0.4; break; case 903: bar = 0.4; break; case 904: bar = 0.4; break; case 905: bar = 0.39; break; case 906: bar = 0.39; break; case 907: bar = 0.39; break; case 908: bar = 0.39; break; case 909: bar = 0.39; break; case 910: bar = 0.39; break; case 911: bar = 0.39; break; case 912: bar = 0.39; break; case 913: bar = 0.38; break; case 914: bar = 0.38; break; case 915: bar = 0.38; break; case 916: bar = 0.38; break; case 917: bar = 0.38; break; case 918: bar = 0.38; break; case 919: bar = 0.38; break; case 920: bar = 0.38; break; case 921: bar = 0.37; break; case 922: bar = 0.37; break; case 923: bar = 0.37; break; case 924: bar = 0.37; break; case 925: bar = 0.37; break; case 926: bar = 0.37; break; case 927: bar = 0.37; break; case 928: bar = 0.37; break; case 929: bar = 0.36; break; case 930: bar = 0.36; break; case 931: bar = 0.36; break; case 932: bar = 0.36; break; case 933: bar = 0.36; break; case 934: bar = 0.36; break; case 935: bar = 0.36; break; case 936: bar = 0.36; break; case 937: bar = 0.35; break; case 938: bar = 0.35; break; case 939: bar = 0.35; break; case 940: bar = 0.35; break; case 941: bar = 0.35; break; case 942: bar = 0.35; break; case 943: bar = 0.35; break; case 944: bar = 0.35; break; case 945: bar = 0.34; break; case 946: bar = 0.34; break; case 947: bar = 0.34; break; case 948: bar = 0.34; break; case 949: bar = 0.34; break; case 950: bar = 0.34; break; case 951: bar = 0.34; break; case 952: bar = 0.34; break; case 953: bar = 0.33; break; case 954: bar = 0.33; break; case 955: bar = 0.33; break; case 956: bar = 0.33; break; case 957: bar = 0.33; break; case 958: bar = 0.33; break; case 959: bar = 0.33; break; case 960: bar = 0.33; break; case 961: bar = 0.32; break; case 962: bar = 0.32; break; case 963: bar = 0.32; break; case 964: bar = 0.32; break; case 965: bar = 0.32; break; case 966: bar = 0.32; break; case 967: bar = 0.32; break; case 968: bar = 0.32; break; case 969: bar = 0.32; break; case 970: bar = 0.31; break; case 971: bar = 0.31; break; case 972: bar = 0.31; break; case 973: bar = 0.31; break; case 974: bar = 0.31; break; case 975: bar = 0.31; break; case 976: bar = 0.31; break; case 977: bar = 0.31; break; case 978: bar = 0.3; break; case 979: bar = 0.3; break; case 980: bar = 0.3; break; case 981: bar = 0.3; break; case 982: bar = 0.3; break; case 983: bar = 0.3; break; case 984: bar = 0.3; break; case 985: bar = 0.3; break; case 986: bar = 0.3; break; case 987: bar = 0.29; break; case 988: bar = 0.29; break; case 989: bar = 0.29; break; case 990: bar = 0.29; break; case 991: bar = 0.29; break; case 992: bar = 0.29; break; case 993: bar = 0.29; break; case 994: bar = 0.29; break; case 995: bar = 0.29; break; case 996: bar = 0.28; break; case 997: bar = 0.28; break; case 998: bar = 0.28; break; case 999: bar = 0.28; break; case 1000: bar = 0.28; break; case 1001: bar = 0.28; break; case 1002: bar = 0.28; break; case 1003: bar = 0.28; break; case 1004: bar = 0.28; break; case 1005: bar = 0.27; break; case 1006: bar = 0.27; break; case 1007: bar = 0.27; break; case 1008: bar = 0.27; break; case 1009: bar = 0.27; break; case 1010: bar = 0.27; break; case 1011: bar = 0.27; break; case 1012: bar = 0.27; break; case 1013: bar = 0.27; break; case 1014: bar = 0.26; break; case 1015: bar = 0.26; break; case 1016: bar = 0.26; break; case 1017: bar = 0.26; break; case 1018: bar = 0.26; break; case 1019: bar = 0.26; break; case 1020: bar = 0.26; break; case 1021: bar = 0.26; break; case 1022: bar = 0.26; break; case 1023: bar = 0.26; break; case 1024: bar = 0.25; break;
case 23: bar = 26.17; break; | case 23: bar = 26.17; break; case 24: bar = 25.29; break; case 25: bar = 24.47; break; case 26: bar = 23.71; break; case 27: bar = 22.99; break; case 28: bar = 22.32; break; case 29: bar = 21.69; break; case 30: bar = 21.1; break; case 31: bar = 20.54; break; case 32: bar = 20.02; break; case 33: bar = 19.52; break; case 34: bar = 19.04; break; case 35: bar = 18.59; break; case 36: bar = 18.16; break; case 37: bar = 17.76; break; case 38: bar = 17.37; break; case 39: bar = 17; break; case 40: bar = 16.64; break; case 41: bar = 16.3; break; case 42: bar = 15.98; break; case 43: bar = 15.67; break; case 44: bar = 15.37; break; case 45: bar = 15.08; break; case 46: bar = 14.81; break; case 47: bar = 14.54; break; case 48: bar = 14.28; break; case 49: bar = 14.04; break; case 50: bar = 13.8; break; case 51: bar = 13.57; break; case 52: bar = 13.35; break; case 53: bar = 13.13; break; case 54: bar = 12.93; break; case 55: bar = 12.73; break; case 56: bar = 12.53; break; case 57: bar = 12.34; break; case 58: bar = 12.16; break; case 59: bar = 11.98; break; case 60: bar = 11.81; break; case 61: bar = 11.65; break; case 62: bar = 11.48; break; case 63: bar = 11.33; break; case 64: bar = 11.17; break; case 65: bar = 11.02; break; case 66: bar = 10.88; break; case 67: bar = 10.74; break; case 68: bar = 10.6; break; case 69: bar = 10.47; break; case 70: bar = 10.34; break; case 71: bar = 10.21; break; case 72: bar = 10.09; break; case 73: bar = 9.97; break; case 74: bar = 9.85; break; case 75: bar = 9.73; break; case 76: bar = 9.62; break; case 77: bar = 9.51; break; case 78: bar = 9.4; break; case 79: bar = 9.3; break; case 80: bar = 9.19; break; case 81: bar = 9.09; break; case 82: bar = 9; break; case 83: bar = 8.9; break; case 84: bar = 8.81; break; case 85: bar = 8.71; break; case 86: bar = 8.62; break; case 87: bar = 8.53; break; case 88: bar = 8.45; break; case 89: bar = 8.36; break; case 90: bar = 8.28; break; case 91: bar = 8.2; break; case 92: bar = 8.12; break; case 93: bar = 8.04; break; case 94: bar = 7.96; break; case 95: bar = 7.89; break; case 96: bar = 7.81; break; case 97: bar = 7.74; break; case 98: bar = 7.67; break; case 99: bar = 7.6; break; case 100: bar = 7.53; break; case 101: bar = 7.46; break; case 102: bar = 7.4; break; case 103: bar = 7.33; break; case 104: bar = 7.27; break; case 105: bar = 7.2; break; case 106: bar = 7.14; break; case 107: bar = 7.08; break; case 108: bar = 7.02; break; case 109: bar = 6.96; break; case 110: bar = 6.9; break; case 111: bar = 6.85; break; case 112: bar = 6.79; break; case 113: bar = 6.74; break; case 114: bar = 6.68; break; case 115: bar = 6.63; break; case 116: bar = 6.57; break; case 117: bar = 6.52; break; case 118: bar = 6.47; break; case 119: bar = 6.42; break; case 120: bar = 6.37; break; case 121: bar = 6.32; break; case 122: bar = 6.27; break; case 123: bar = 6.23; break; case 124: bar = 6.18; break; case 125: bar = 6.13; break; case 126: bar = 6.09; break; case 127: bar = 6.04; break; case 128: bar = 6; break; case 129: bar = 5.95; break; case 130: bar = 5.91; break; case 131: bar = 5.87; break; case 132: bar = 5.83; break; case 133: bar = 5.79; break; case 134: bar = 5.75; break; case 135: bar = 5.71; break; case 136: bar = 5.67; break; case 137: bar = 5.63; break; case 138: bar = 5.59; break; case 139: bar = 5.55; break; case 140: bar = 5.51; break; case 141: bar = 5.47; break; case 142: bar = 5.44; break; case 143: bar = 5.4; break; case 144: bar = 5.37; break; case 145: bar = 5.33; break; case 146: bar = 5.3; break; case 147: bar = 5.26; break; case 148: bar = 5.23; break; case 149: bar = 5.19; break; case 150: bar = 5.16; break; case 151: bar = 5.13; break; case 152: bar = 5.09; break; case 153: bar = 5.06; break; case 154: bar = 5.03; break; case 155: bar = 5; break; case 156: bar = 4.97; break; case 157: bar = 4.94; break; case 158: bar = 4.91; break; case 159: bar = 4.88; break; case 160: bar = 4.85; break; case 161: bar = 4.82; break; case 162: bar = 4.79; break; case 163: bar = 4.76; break; case 164: bar = 4.73; break; case 165: bar = 4.7; break; case 166: bar = 4.68; break; case 167: bar = 4.65; break; case 168: bar = 4.62; break; case 169: bar = 4.59; break; case 170: bar = 4.57; break; case 171: bar = 4.54; break; case 172: bar = 4.52; break; case 173: bar = 4.49; break; case 174: bar = 4.46; break; case 175: bar = 4.44; break; case 176: bar = 4.41; break; case 177: bar = 4.39; break; case 178: bar = 4.36; break; case 179: bar = 4.34; break; case 180: bar = 4.32; break; case 181: bar = 4.29; break; case 182: bar = 4.27; break; case 183: bar = 4.25; break; case 184: bar = 4.22; break; case 185: bar = 4.2; break; case 186: bar = 4.18; break; case 187: bar = 4.15; break; case 188: bar = 4.13; break; case 189: bar = 4.11; break; case 190: bar = 4.09; break; case 191: bar = 4.07; break; case 192: bar = 4.05; break; case 193: bar = 4.02; break; case 194: bar = 4; break; case 195: bar = 3.98; break; case 196: bar = 3.96; break; case 197: bar = 3.94; break; case 198: bar = 3.92; break; case 199: bar = 3.9; break; case 200: bar = 3.88; break; case 201: bar = 3.86; break; case 202: bar = 3.84; break; case 203: bar = 3.82; break; case 204: bar = 3.8; break; case 205: bar = 3.78; break; case 206: bar = 3.77; break; case 207: bar = 3.75; break; case 208: bar = 3.73; break; case 209: bar = 3.71; break; case 210: bar = 3.69; break; case 211: bar = 3.67; break; case 212: bar = 3.66; break; case 213: bar = 3.64; break; case 214: bar = 3.62; break; case 215: bar = 3.6; break; case 216: bar = 3.59; break; case 217: bar = 3.57; break; case 218: bar = 3.55; break; case 219: bar = 3.53; break; case 220: bar = 3.52; break; case 221: bar = 3.5; break; case 222: bar = 3.48; break; case 223: bar = 3.47; break; case 224: bar = 3.45; break; case 225: bar = 3.44; break; case 226: bar = 3.42; break; case 227: bar = 3.4; break; case 228: bar = 3.39; break; case 229: bar = 3.37; break; case 230: bar = 3.36; break; case 231: bar = 3.34; break; case 232: bar = 3.33; break; case 233: bar = 3.31; break; case 234: bar = 3.3; break; case 235: bar = 3.28; break; case 236: bar = 3.27; break; case 237: bar = 3.25; break; case 238: bar = 3.24; break; case 239: bar = 3.22; break; case 240: bar = 3.21; break; case 241: bar = 3.19; break; case 242: bar = 3.18; break; case 243: bar = 3.17; break; case 244: bar = 3.15; break; case 245: bar = 3.14; break; case 246: bar = 3.12; break; case 247: bar = 3.11; break; case 248: bar = 3.1; break; case 249: bar = 3.08; break; case 250: bar = 3.07; break; case 251: bar = 3.06; break; case 252: bar = 3.04; break; case 253: bar = 3.03; break; case 254: bar = 3.02; break; case 255: bar = 3.01; break; case 256: bar = 2.99; break; case 257: bar = 2.98; break; case 258: bar = 2.97; break; case 259: bar = 2.96; break; case 260: bar = 2.94; break; case 261: bar = 2.93; break; case 262: bar = 2.92; break; case 263: bar = 2.91; break; case 264: bar = 2.89; break; case 265: bar = 2.88; break; case 266: bar = 2.87; break; case 267: bar = 2.86; break; case 268: bar = 2.85; break; case 269: bar = 2.83; break; case 270: bar = 2.82; break; case 271: bar = 2.81; break; case 272: bar = 2.8; break; case 273: bar = 2.79; break; case 274: bar = 2.78; break; case 275: bar = 2.77; break; case 276: bar = 2.76; break; case 277: bar = 2.74; break; case 278: bar = 2.73; break; case 279: bar = 2.72; break; case 280: bar = 2.71; break; case 281: bar = 2.7; break; case 282: bar = 2.69; break; case 283: bar = 2.68; break; case 284: bar = 2.67; break; case 285: bar = 2.66; break; case 286: bar = 2.65; break; case 287: bar = 2.64; break; case 288: bar = 2.63; break; case 289: bar = 2.62; break; case 290: bar = 2.61; break; case 291: bar = 2.6; break; case 292: bar = 2.59; break; case 293: bar = 2.58; break; case 294: bar = 2.57; break; case 295: bar = 2.56; break; case 296: bar = 2.55; break; case 297: bar = 2.54; break; case 298: bar = 2.53; break; case 299: bar = 2.52; break; case 300: bar = 2.51; break; case 301: bar = 2.5; break; case 302: bar = 2.49; break; case 303: bar = 2.48; break; case 304: bar = 2.47; break; case 305: bar = 2.46; break; case 306: bar = 2.45; break; case 307: bar = 2.44; break; case 308: bar = 2.43; break; case 309: bar = 2.42; break; case 310: bar = 2.41; break; case 311: bar = 2.41; break; case 312: bar = 2.4; break; case 313: bar = 2.39; break; case 314: bar = 2.38; break; case 315: bar = 2.37; break; case 316: bar = 2.36; break; case 317: bar = 2.35; break; case 318: bar = 2.34; break; case 319: bar = 2.34; break; case 320: bar = 2.33; break; case 321: bar = 2.32; break; case 322: bar = 2.31; break; case 323: bar = 2.3; break; case 324: bar = 2.29; break; case 325: bar = 2.28; break; case 326: bar = 2.28; break; case 327: bar = 2.27; break; case 328: bar = 2.26; break; case 329: bar = 2.25; break; case 330: bar = 2.24; break; case 331: bar = 2.24; break; case 332: bar = 2.23; break; case 333: bar = 2.22; break; case 334: bar = 2.21; break; case 335: bar = 2.2; break; case 336: bar = 2.2; break; case 337: bar = 2.19; break; case 338: bar = 2.18; break; case 339: bar = 2.17; break; case 340: bar = 2.17; break; case 341: bar = 2.16; break; case 342: bar = 2.15; break; case 343: bar = 2.14; break; case 344: bar = 2.13; break; case 345: bar = 2.13; break; case 346: bar = 2.12; break; case 347: bar = 2.11; break; case 348: bar = 2.11; break; case 349: bar = 2.1; break; case 350: bar = 2.09; break; case 351: bar = 2.08; break; case 352: bar = 2.08; break; case 353: bar = 2.07; break; case 354: bar = 2.06; break; case 355: bar = 2.05; break; case 356: bar = 2.05; break; case 357: bar = 2.04; break; case 358: bar = 2.03; break; case 359: bar = 2.03; break; case 360: bar = 2.02; break; case 361: bar = 2.01; break; case 362: bar = 2.01; break; case 363: bar = 2; break; case 364: bar = 1.99; break; case 365: bar = 1.99; break; case 366: bar = 1.98; break; case 367: bar = 1.97; break; case 368: bar = 1.97; break; case 369: bar = 1.96; break; case 370: bar = 1.95; break; case 371: bar = 1.95; break; case 372: bar = 1.94; break; case 373: bar = 1.93; break; case 374: bar = 1.93; break; case 375: bar = 1.92; break; case 376: bar = 1.91; break; case 377: bar = 1.91; break; case 378: bar = 1.9; break; case 379: bar = 1.89; break; case 380: bar = 1.89; break; case 381: bar = 1.88; break; case 382: bar = 1.88; break; case 383: bar = 1.87; break; case 384: bar = 1.86; break; case 385: bar = 1.86; break; case 386: bar = 1.85; break; case 387: bar = 1.85; break; case 388: bar = 1.84; break; case 389: bar = 1.83; break; case 390: bar = 1.83; break; case 391: bar = 1.82; break; case 392: bar = 1.82; break; case 393: bar = 1.81; break; case 394: bar = 1.8; break; case 395: bar = 1.8; break; case 396: bar = 1.79; break; case 397: bar = 1.79; break; case 398: bar = 1.78; break; case 399: bar = 1.77; break; case 400: bar = 1.77; break; case 401: bar = 1.76; break; case 402: bar = 1.76; break; case 403: bar = 1.75; break; case 404: bar = 1.75; break; case 405: bar = 1.74; break; case 406: bar = 1.73; break; case 407: bar = 1.73; break; case 408: bar = 1.72; break; case 409: bar = 1.72; break; case 410: bar = 1.71; break; case 411: bar = 1.71; break; case 412: bar = 1.7; break; case 413: bar = 1.7; break; case 414: bar = 1.69; break; case 415: bar = 1.69; break; case 416: bar = 1.68; break; case 417: bar = 1.67; break; case 418: bar = 1.67; break; case 419: bar = 1.66; break; case 420: bar = 1.66; break; case 421: bar = 1.65; break; case 422: bar = 1.65; break; case 423: bar = 1.64; break; case 424: bar = 1.64; break; case 425: bar = 1.63; break; case 426: bar = 1.63; break; case 427: bar = 1.62; break; case 428: bar = 1.62; break; case 429: bar = 1.61; break; case 430: bar = 1.61; break; case 431: bar = 1.6; break; case 432: bar = 1.6; break; case 433: bar = 1.59; break; case 434: bar = 1.59; break; case 435: bar = 1.58; break; case 436: bar = 1.58; break; case 437: bar = 1.57; break; case 438: bar = 1.57; break; case 439: bar = 1.56; break; case 440: bar = 1.56; break; case 441: bar = 1.55; break; case 442: bar = 1.55; break; case 443: bar = 1.54; break; case 444: bar = 1.54; break; case 445: bar = 1.53; break; case 446: bar = 1.53; break; case 447: bar = 1.53; break; case 448: bar = 1.52; break; case 449: bar = 1.52; break; case 450: bar = 1.51; break; case 451: bar = 1.51; break; case 452: bar = 1.5; break; case 453: bar = 1.5; break; case 454: bar = 1.49; break; case 455: bar = 1.49; break; case 456: bar = 1.48; break; case 457: bar = 1.48; break; case 458: bar = 1.47; break; case 459: bar = 1.47; break; case 460: bar = 1.47; break; case 461: bar = 1.46; break; case 462: bar = 1.46; break; case 463: bar = 1.45; break; case 464: bar = 1.45; break; case 465: bar = 1.44; break; case 466: bar = 1.44; break; case 467: bar = 1.44; break; case 468: bar = 1.43; break; case 469: bar = 1.43; break; case 470: bar = 1.42; break; case 471: bar = 1.42; break; case 472: bar = 1.41; break; case 473: bar = 1.41; break; case 474: bar = 1.41; break; case 475: bar = 1.4; break; case 476: bar = 1.4; break; case 477: bar = 1.39; break; case 478: bar = 1.39; break; case 479: bar = 1.38; break; case 480: bar = 1.38; break; case 481: bar = 1.38; break; case 482: bar = 1.37; break; case 483: bar = 1.37; break; case 484: bar = 1.36; break; case 485: bar = 1.36; break; case 486: bar = 1.36; break; case 487: bar = 1.35; break; case 488: bar = 1.35; break; case 489: bar = 1.34; break; case 490: bar = 1.34; break; case 491: bar = 1.34; break; case 492: bar = 1.33; break; case 493: bar = 1.33; break; case 494: bar = 1.32; break; case 495: bar = 1.32; break; case 496: bar = 1.32; break; case 497: bar = 1.31; break; case 498: bar = 1.31; break; case 499: bar = 1.3; break; case 500: bar = 1.3; break; case 501: bar = 1.3; break; case 502: bar = 1.29; break; case 503: bar = 1.29; break; case 504: bar = 1.29; break; case 505: bar = 1.28; break; case 506: bar = 1.28; break; case 507: bar = 1.27; break; case 508: bar = 1.27; break; case 509: bar = 1.27; break; case 510: bar = 1.26; break; case 511: bar = 1.26; break; case 512: bar = 1.26; break; case 513: bar = 1.25; break; case 514: bar = 1.25; break; case 515: bar = 1.24; break; case 516: bar = 1.24; break; case 517: bar = 1.24; break; case 518: bar = 1.23; break; case 519: bar = 1.23; break; case 520: bar = 1.23; break; case 521: bar = 1.22; break; case 522: bar = 1.22; break; case 523: bar = 1.22; break; case 524: bar = 1.21; break; case 525: bar = 1.21; break; case 526: bar = 1.21; break; case 527: bar = 1.2; break; case 528: bar = 1.2; break; case 529: bar = 1.2; break; case 530: bar = 1.19; break; case 531: bar = 1.19; break; case 532: bar = 1.18; break; case 533: bar = 1.18; break; case 534: bar = 1.18; break; case 535: bar = 1.17; break; case 536: bar = 1.17; break; case 537: bar = 1.17; break; case 538: bar = 1.16; break; case 539: bar = 1.16; break; case 540: bar = 1.16; break; case 541: bar = 1.15; break; case 542: bar = 1.15; break; case 543: bar = 1.15; break; case 544: bar = 1.14; break; case 545: bar = 1.14; break; case 546: bar = 1.14; break; case 547: bar = 1.13; break; case 548: bar = 1.13; break; case 549: bar = 1.13; break; case 550: bar = 1.12; break; case 551: bar = 1.12; break; case 552: bar = 1.12; break; case 553: bar = 1.12; break; case 554: bar = 1.11; break; case 555: bar = 1.11; break; case 556: bar = 1.11; break; case 557: bar = 1.1; break; case 558: bar = 1.1; break; case 559: bar = 1.1; break; case 560: bar = 1.09; break; case 561: bar = 1.09; break; case 562: bar = 1.09; break; case 563: bar = 1.08; break; case 564: bar = 1.08; break; case 565: bar = 1.08; break; case 566: bar = 1.07; break; case 567: bar = 1.07; break; case 568: bar = 1.07; break; case 569: bar = 1.07; break; case 570: bar = 1.06; break; case 571: bar = 1.06; break; case 572: bar = 1.06; break; case 573: bar = 1.05; break; case 574: bar = 1.05; break; case 575: bar = 1.05; break; case 576: bar = 1.04; break; case 577: bar = 1.04; break; case 578: bar = 1.04; break; case 579: bar = 1.04; break; case 580: bar = 1.03; break; case 581: bar = 1.03; break; case 582: bar = 1.03; break; case 583: bar = 1.02; break; case 584: bar = 1.02; break; case 585: bar = 1.02; break; case 586: bar = 1.02; break; case 587: bar = 1.01; break; case 588: bar = 1.01; break; case 589: bar = 1.01; break; case 590: bar = 1; break; case 591: bar = 1; break; case 592: bar = 1; break; case 593: bar = 1; break; case 594: bar = 0.99; break; case 595: bar = 0.99; break; case 596: bar = 0.99; break; case 597: bar = 0.98; break; case 598: bar = 0.98; break; case 599: bar = 0.98; break; case 600: bar = 0.98; break; case 601: bar = 0.97; break; case 602: bar = 0.97; break; case 603: bar = 0.97; break; case 604: bar = 0.96; break; case 605: bar = 0.96; break; case 606: bar = 0.96; break; case 607: bar = 0.96; break; case 608: bar = 0.95; break; case 609: bar = 0.95; break; case 610: bar = 0.95; break; case 611: bar = 0.95; break; case 612: bar = 0.94; break; case 613: bar = 0.94; break; case 614: bar = 0.94; break; case 615: bar = 0.94; break; case 616: bar = 0.93; break; case 617: bar = 0.93; break; case 618: bar = 0.93; break; case 619: bar = 0.92; break; case 620: bar = 0.92; break; case 621: bar = 0.92; break; case 622: bar = 0.92; break; case 623: bar = 0.91; break; case 624: bar = 0.91; break; case 625: bar = 0.91; break; case 626: bar = 0.91; break; case 627: bar = 0.9; break; case 628: bar = 0.9; break; case 629: bar = 0.9; break; case 630: bar = 0.9; break; case 631: bar = 0.89; break; case 632: bar = 0.89; break; case 633: bar = 0.89; break; case 634: bar = 0.89; break; case 635: bar = 0.88; break; case 636: bar = 0.88; break; case 637: bar = 0.88; break; case 638: bar = 0.88; break; case 639: bar = 0.87; break; case 640: bar = 0.87; break; case 641: bar = 0.87; break; case 642: bar = 0.87; break; case 643: bar = 0.86; break; case 644: bar = 0.86; break; case 645: bar = 0.86; break; case 646: bar = 0.86; break; case 647: bar = 0.85; break; case 648: bar = 0.85; break; case 649: bar = 0.85; break; case 650: bar = 0.85; break; case 651: bar = 0.84; break; case 652: bar = 0.84; break; case 653: bar = 0.84; break; case 654: bar = 0.84; break; case 655: bar = 0.84; break; case 656: bar = 0.83; break; case 657: bar = 0.83; break; case 658: bar = 0.83; break; case 659: bar = 0.83; break; case 660: bar = 0.82; break; case 661: bar = 0.82; break; case 662: bar = 0.82; break; case 663: bar = 0.82; break; case 664: bar = 0.81; break; case 665: bar = 0.81; break; case 666: bar = 0.81; break; case 667: bar = 0.81; break; case 668: bar = 0.81; break; case 669: bar = 0.8; break; case 670: bar = 0.8; break; case 671: bar = 0.8; break; case 672: bar = 0.8; break; case 673: bar = 0.79; break; case 674: bar = 0.79; break; case 675: bar = 0.79; break; case 676: bar = 0.79; break; case 677: bar = 0.78; break; case 678: bar = 0.78; break; case 679: bar = 0.78; break; case 680: bar = 0.78; break; case 681: bar = 0.78; break; case 682: bar = 0.77; break; case 683: bar = 0.77; break; case 684: bar = 0.77; break; case 685: bar = 0.77; break; case 686: bar = 0.77; break; case 687: bar = 0.76; break; case 688: bar = 0.76; break; case 689: bar = 0.76; break; case 690: bar = 0.76; break; case 691: bar = 0.75; break; case 692: bar = 0.75; break; case 693: bar = 0.75; break; case 694: bar = 0.75; break; case 695: bar = 0.75; break; case 696: bar = 0.74; break; case 697: bar = 0.74; break; case 698: bar = 0.74; break; case 699: bar = 0.74; break; case 700: bar = 0.74; break; case 701: bar = 0.73; break; case 702: bar = 0.73; break; case 703: bar = 0.73; break; case 704: bar = 0.73; break; case 705: bar = 0.72; break; case 706: bar = 0.72; break; case 707: bar = 0.72; break; case 708: bar = 0.72; break; case 709: bar = 0.72; break; case 710: bar = 0.71; break; case 711: bar = 0.71; break; case 712: bar = 0.71; break; case 713: bar = 0.71; break; case 714: bar = 0.71; break; case 715: bar = 0.7; break; case 716: bar = 0.7; break; case 717: bar = 0.7; break; case 718: bar = 0.7; break; case 719: bar = 0.7; break; case 720: bar = 0.69; break; case 721: bar = 0.69; break; case 722: bar = 0.69; break; case 723: bar = 0.69; break; case 724: bar = 0.69; break; case 725: bar = 0.68; break; case 726: bar = 0.68; break; case 727: bar = 0.68; break; case 728: bar = 0.68; break; case 729: bar = 0.68; break; case 730: bar = 0.67; break; case 731: bar = 0.67; break; case 732: bar = 0.67; break; case 733: bar = 0.67; break; case 734: bar = 0.67; break; case 735: bar = 0.67; break; case 736: bar = 0.66; break; case 737: bar = 0.66; break; case 738: bar = 0.66; break; case 739: bar = 0.66; break; case 740: bar = 0.66; break; case 741: bar = 0.65; break; case 742: bar = 0.65; break; case 743: bar = 0.65; break; case 744: bar = 0.65; break; case 745: bar = 0.65; break; case 746: bar = 0.64; break; case 747: bar = 0.64; break; case 748: bar = 0.64; break; case 749: bar = 0.64; break; case 750: bar = 0.64; break; case 751: bar = 0.64; break; case 752: bar = 0.63; break; case 753: bar = 0.63; break; case 754: bar = 0.63; break; case 755: bar = 0.63; break; case 756: bar = 0.63; break; case 757: bar = 0.62; break; case 758: bar = 0.62; break; case 759: bar = 0.62; break; case 760: bar = 0.62; break; case 761: bar = 0.62; break; case 762: bar = 0.61; break; case 763: bar = 0.61; break; case 764: bar = 0.61; break; case 765: bar = 0.61; break; case 766: bar = 0.61; break; case 767: bar = 0.61; break; case 768: bar = 0.6; break; case 769: bar = 0.6; break; case 770: bar = 0.6; break; case 771: bar = 0.6; break; case 772: bar = 0.6; break; case 773: bar = 0.6; break; case 774: bar = 0.59; break; case 775: bar = 0.59; break; case 776: bar = 0.59; break; case 777: bar = 0.59; break; case 778: bar = 0.59; break; case 779: bar = 0.59; break; case 780: bar = 0.58; break; case 781: bar = 0.58; break; case 782: bar = 0.58; break; case 783: bar = 0.58; break; case 784: bar = 0.58; break; case 785: bar = 0.57; break; case 786: bar = 0.57; break; case 787: bar = 0.57; break; case 788: bar = 0.57; break; case 789: bar = 0.57; break; case 790: bar = 0.57; break; case 791: bar = 0.56; break; case 792: bar = 0.56; break; case 793: bar = 0.56; break; case 794: bar = 0.56; break; case 795: bar = 0.56; break; case 796: bar = 0.56; break; case 797: bar = 0.55; break; case 798: bar = 0.55; break; case 799: bar = 0.55; break; case 800: bar = 0.55; break; case 801: bar = 0.55; break; case 802: bar = 0.55; break; case 803: bar = 0.54; break; case 804: bar = 0.54; break; case 805: bar = 0.54; break; case 806: bar = 0.54; break; case 807: bar = 0.54; break; case 808: bar = 0.54; break; case 809: bar = 0.53; break; case 810: bar = 0.53; break; case 811: bar = 0.53; break; case 812: bar = 0.53; break; case 813: bar = 0.53; break; case 814: bar = 0.53; break; case 815: bar = 0.53; break; case 816: bar = 0.52; break; case 817: bar = 0.52; break; case 818: bar = 0.52; break; case 819: bar = 0.52; break; case 820: bar = 0.52; break; case 821: bar = 0.52; break; case 822: bar = 0.51; break; case 823: bar = 0.51; break; case 824: bar = 0.51; break; case 825: bar = 0.51; break; case 826: bar = 0.51; break; case 827: bar = 0.51; break; case 828: bar = 0.5; break; case 829: bar = 0.5; break; case 830: bar = 0.5; break; case 831: bar = 0.5; break; case 832: bar = 0.5; break; case 833: bar = 0.5; break; case 834: bar = 0.5; break; case 835: bar = 0.49; break; case 836: bar = 0.49; break; case 837: bar = 0.49; break; case 838: bar = 0.49; break; case 839: bar = 0.49; break; case 840: bar = 0.49; break; case 841: bar = 0.48; break; case 842: bar = 0.48; break; case 843: bar = 0.48; break; case 844: bar = 0.48; break; case 845: bar = 0.48; break; case 846: bar = 0.48; break; case 847: bar = 0.48; break; case 848: bar = 0.47; break; case 849: bar = 0.47; break; case 850: bar = 0.47; break; case 851: bar = 0.47; break; case 852: bar = 0.47; break; case 853: bar = 0.47; break; case 854: bar = 0.47; break; case 855: bar = 0.46; break; case 856: bar = 0.46; break; case 857: bar = 0.46; break; case 858: bar = 0.46; break; case 859: bar = 0.46; break; case 860: bar = 0.46; break; case 861: bar = 0.46; break; case 862: bar = 0.45; break; case 863: bar = 0.45; break; case 864: bar = 0.45; break; case 865: bar = 0.45; break; case 866: bar = 0.45; break; case 867: bar = 0.45; break; case 868: bar = 0.45; break; case 869: bar = 0.44; break; case 870: bar = 0.44; break; case 871: bar = 0.44; break; case 872: bar = 0.44; break; case 873: bar = 0.44; break; case 874: bar = 0.44; break; case 875: bar = 0.44; break; case 876: bar = 0.43; break; case 877: bar = 0.43; break; case 878: bar = 0.43; break; case 879: bar = 0.43; break; case 880: bar = 0.43; break; case 881: bar = 0.43; break; case 882: bar = 0.43; break; case 883: bar = 0.42; break; case 884: bar = 0.42; break; case 885: bar = 0.42; break; case 886: bar = 0.42; break; case 887: bar = 0.42; break; case 888: bar = 0.42; break; case 889: bar = 0.42; break; case 890: bar = 0.41; break; case 891: bar = 0.41; break; case 892: bar = 0.41; break; case 893: bar = 0.41; break; case 894: bar = 0.41; break; case 895: bar = 0.41; break; case 896: bar = 0.41; break; case 897: bar = 0.41; break; case 898: bar = 0.4; break; case 899: bar = 0.4; break; case 900: bar = 0.4; break; case 901: bar = 0.4; break; case 902: bar = 0.4; break; case 903: bar = 0.4; break; case 904: bar = 0.4; break; case 905: bar = 0.39; break; case 906: bar = 0.39; break; case 907: bar = 0.39; break; case 908: bar = 0.39; break; case 909: bar = 0.39; break; case 910: bar = 0.39; break; case 911: bar = 0.39; break; case 912: bar = 0.39; break; case 913: bar = 0.38; break; case 914: bar = 0.38; break; case 915: bar = 0.38; break; case 916: bar = 0.38; break; case 917: bar = 0.38; break; case 918: bar = 0.38; break; case 919: bar = 0.38; break; case 920: bar = 0.38; break; case 921: bar = 0.37; break; case 922: bar = 0.37; break; case 923: bar = 0.37; break; case 924: bar = 0.37; break; case 925: bar = 0.37; break; case 926: bar = 0.37; break; case 927: bar = 0.37; break; case 928: bar = 0.37; break; case 929: bar = 0.36; break; case 930: bar = 0.36; break; case 931: bar = 0.36; break; case 932: bar = 0.36; break; case 933: bar = 0.36; break; case 934: bar = 0.36; break; case 935: bar = 0.36; break; case 936: bar = 0.36; break; case 937: bar = 0.35; break; case 938: bar = 0.35; break; case 939: bar = 0.35; break; case 940: bar = 0.35; break; case 941: bar = 0.35; break; case 942: bar = 0.35; break; case 943: bar = 0.35; break; case 944: bar = 0.35; break; case 945: bar = 0.34; break; case 946: bar = 0.34; break; case 947: bar = 0.34; break; case 948: bar = 0.34; break; case 949: bar = 0.34; break; case 950: bar = 0.34; break; case 951: bar = 0.34; break; case 952: bar = 0.34; break; case 953: bar = 0.33; break; case 954: bar = 0.33; break; case 955: bar = 0.33; break; case 956: bar = 0.33; break; case 957: bar = 0.33; break; case 958: bar = 0.33; break; case 959: bar = 0.33; break; case 960: bar = 0.33; break; case 961: bar = 0.32; break; case 962: bar = 0.32; break; case 963: bar = 0.32; break; case 964: bar = 0.32; break; case 965: bar = 0.32; break; case 966: bar = 0.32; break; case 967: bar = 0.32; break; case 968: bar = 0.32; break; case 969: bar = 0.32; break; case 970: bar = 0.31; break; case 971: bar = 0.31; break; case 972: bar = 0.31; break; case 973: bar = 0.31; break; case 974: bar = 0.31; break; case 975: bar = 0.31; break; case 976: bar = 0.31; break; case 977: bar = 0.31; break; case 978: bar = 0.3; break; case 979: bar = 0.3; break; case 980: bar = 0.3; break; case 981: bar = 0.3; break; case 982: bar = 0.3; break; case 983: bar = 0.3; break; case 984: bar = 0.3; break; case 985: bar = 0.3; break; case 986: bar = 0.3; break; case 987: bar = 0.29; break; case 988: bar = 0.29; break; case 989: bar = 0.29; break; case 990: bar = 0.29; break; case 991: bar = 0.29; break; case 992: bar = 0.29; break; case 993: bar = 0.29; break; case 994: bar = 0.29; break; case 995: bar = 0.29; break; case 996: bar = 0.28; break; case 997: bar = 0.28; break; case 998: bar = 0.28; break; case 999: bar = 0.28; break; case 1000: bar = 0.28; break; case 1001: bar = 0.28; break; case 1002: bar = 0.28; break; case 1003: bar = 0.28; break; case 1004: bar = 0.28; break; case 1005: bar = 0.27; break; case 1006: bar = 0.27; break; case 1007: bar = 0.27; break; case 1008: bar = 0.27; break; case 1009: bar = 0.27; break; case 1010: bar = 0.27; break; case 1011: bar = 0.27; break; case 1012: bar = 0.27; break; case 1013: bar = 0.27; break; case 1014: bar = 0.26; break; case 1015: bar = 0.26; break; case 1016: bar = 0.26; break; case 1017: bar = 0.26; break; case 1018: bar = 0.26; break; case 1019: bar = 0.26; break; case 1020: bar = 0.26; break; case 1021: bar = 0.26; break; case 1022: bar = 0.26; break; case 1023: bar = 0.26; break; case 1024: bar = 0.25; break;
case 24: bar = 25.29; break; | case 24: bar = 25.29; break; case 25: bar = 24.47; break; case 26: bar = 23.71; break; case 27: bar = 22.99; break; case 28: bar = 22.32; break; case 29: bar = 21.69; break; case 30: bar = 21.1; break; case 31: bar = 20.54; break; case 32: bar = 20.02; break; case 33: bar = 19.52; break; case 34: bar = 19.04; break; case 35: bar = 18.59; break; case 36: bar = 18.16; break; case 37: bar = 17.76; break; case 38: bar = 17.37; break; case 39: bar = 17; break; case 40: bar = 16.64; break; case 41: bar = 16.3; break; case 42: bar = 15.98; break; case 43: bar = 15.67; break; case 44: bar = 15.37; break; case 45: bar = 15.08; break; case 46: bar = 14.81; break; case 47: bar = 14.54; break; case 48: bar = 14.28; break; case 49: bar = 14.04; break; case 50: bar = 13.8; break; case 51: bar = 13.57; break; case 52: bar = 13.35; break; case 53: bar = 13.13; break; case 54: bar = 12.93; break; case 55: bar = 12.73; break; case 56: bar = 12.53; break; case 57: bar = 12.34; break; case 58: bar = 12.16; break; case 59: bar = 11.98; break; case 60: bar = 11.81; break; case 61: bar = 11.65; break; case 62: bar = 11.48; break; case 63: bar = 11.33; break; case 64: bar = 11.17; break; case 65: bar = 11.02; break; case 66: bar = 10.88; break; case 67: bar = 10.74; break; case 68: bar = 10.6; break; case 69: bar = 10.47; break; case 70: bar = 10.34; break; case 71: bar = 10.21; break; case 72: bar = 10.09; break; case 73: bar = 9.97; break; case 74: bar = 9.85; break; case 75: bar = 9.73; break; case 76: bar = 9.62; break; case 77: bar = 9.51; break; case 78: bar = 9.4; break; case 79: bar = 9.3; break; case 80: bar = 9.19; break; case 81: bar = 9.09; break; case 82: bar = 9; break; case 83: bar = 8.9; break; case 84: bar = 8.81; break; case 85: bar = 8.71; break; case 86: bar = 8.62; break; case 87: bar = 8.53; break; case 88: bar = 8.45; break; case 89: bar = 8.36; break; case 90: bar = 8.28; break; case 91: bar = 8.2; break; case 92: bar = 8.12; break; case 93: bar = 8.04; break; case 94: bar = 7.96; break; case 95: bar = 7.89; break; case 96: bar = 7.81; break; case 97: bar = 7.74; break; case 98: bar = 7.67; break; case 99: bar = 7.6; break; case 100: bar = 7.53; break; case 101: bar = 7.46; break; case 102: bar = 7.4; break; case 103: bar = 7.33; break; case 104: bar = 7.27; break; case 105: bar = 7.2; break; case 106: bar = 7.14; break; case 107: bar = 7.08; break; case 108: bar = 7.02; break; case 109: bar = 6.96; break; case 110: bar = 6.9; break; case 111: bar = 6.85; break; case 112: bar = 6.79; break; case 113: bar = 6.74; break; case 114: bar = 6.68; break; case 115: bar = 6.63; break; case 116: bar = 6.57; break; case 117: bar = 6.52; break; case 118: bar = 6.47; break; case 119: bar = 6.42; break; case 120: bar = 6.37; break; case 121: bar = 6.32; break; case 122: bar = 6.27; break; case 123: bar = 6.23; break; case 124: bar = 6.18; break; case 125: bar = 6.13; break; case 126: bar = 6.09; break; case 127: bar = 6.04; break; case 128: bar = 6; break; case 129: bar = 5.95; break; case 130: bar = 5.91; break; case 131: bar = 5.87; break; case 132: bar = 5.83; break; case 133: bar = 5.79; break; case 134: bar = 5.75; break; case 135: bar = 5.71; break; case 136: bar = 5.67; break; case 137: bar = 5.63; break; case 138: bar = 5.59; break; case 139: bar = 5.55; break; case 140: bar = 5.51; break; case 141: bar = 5.47; break; case 142: bar = 5.44; break; case 143: bar = 5.4; break; case 144: bar = 5.37; break; case 145: bar = 5.33; break; case 146: bar = 5.3; break; case 147: bar = 5.26; break; case 148: bar = 5.23; break; case 149: bar = 5.19; break; case 150: bar = 5.16; break; case 151: bar = 5.13; break; case 152: bar = 5.09; break; case 153: bar = 5.06; break; case 154: bar = 5.03; break; case 155: bar = 5; break; case 156: bar = 4.97; break; case 157: bar = 4.94; break; case 158: bar = 4.91; break; case 159: bar = 4.88; break; case 160: bar = 4.85; break; case 161: bar = 4.82; break; case 162: bar = 4.79; break; case 163: bar = 4.76; break; case 164: bar = 4.73; break; case 165: bar = 4.7; break; case 166: bar = 4.68; break; case 167: bar = 4.65; break; case 168: bar = 4.62; break; case 169: bar = 4.59; break; case 170: bar = 4.57; break; case 171: bar = 4.54; break; case 172: bar = 4.52; break; case 173: bar = 4.49; break; case 174: bar = 4.46; break; case 175: bar = 4.44; break; case 176: bar = 4.41; break; case 177: bar = 4.39; break; case 178: bar = 4.36; break; case 179: bar = 4.34; break; case 180: bar = 4.32; break; case 181: bar = 4.29; break; case 182: bar = 4.27; break; case 183: bar = 4.25; break; case 184: bar = 4.22; break; case 185: bar = 4.2; break; case 186: bar = 4.18; break; case 187: bar = 4.15; break; case 188: bar = 4.13; break; case 189: bar = 4.11; break; case 190: bar = 4.09; break; case 191: bar = 4.07; break; case 192: bar = 4.05; break; case 193: bar = 4.02; break; case 194: bar = 4; break; case 195: bar = 3.98; break; case 196: bar = 3.96; break; case 197: bar = 3.94; break; case 198: bar = 3.92; break; case 199: bar = 3.9; break; case 200: bar = 3.88; break; case 201: bar = 3.86; break; case 202: bar = 3.84; break; case 203: bar = 3.82; break; case 204: bar = 3.8; break; case 205: bar = 3.78; break; case 206: bar = 3.77; break; case 207: bar = 3.75; break; case 208: bar = 3.73; break; case 209: bar = 3.71; break; case 210: bar = 3.69; break; case 211: bar = 3.67; break; case 212: bar = 3.66; break; case 213: bar = 3.64; break; case 214: bar = 3.62; break; case 215: bar = 3.6; break; case 216: bar = 3.59; break; case 217: bar = 3.57; break; case 218: bar = 3.55; break; case 219: bar = 3.53; break; case 220: bar = 3.52; break; case 221: bar = 3.5; break; case 222: bar = 3.48; break; case 223: bar = 3.47; break; case 224: bar = 3.45; break; case 225: bar = 3.44; break; case 226: bar = 3.42; break; case 227: bar = 3.4; break; case 228: bar = 3.39; break; case 229: bar = 3.37; break; case 230: bar = 3.36; break; case 231: bar = 3.34; break; case 232: bar = 3.33; break; case 233: bar = 3.31; break; case 234: bar = 3.3; break; case 235: bar = 3.28; break; case 236: bar = 3.27; break; case 237: bar = 3.25; break; case 238: bar = 3.24; break; case 239: bar = 3.22; break; case 240: bar = 3.21; break; case 241: bar = 3.19; break; case 242: bar = 3.18; break; case 243: bar = 3.17; break; case 244: bar = 3.15; break; case 245: bar = 3.14; break; case 246: bar = 3.12; break; case 247: bar = 3.11; break; case 248: bar = 3.1; break; case 249: bar = 3.08; break; case 250: bar = 3.07; break; case 251: bar = 3.06; break; case 252: bar = 3.04; break; case 253: bar = 3.03; break; case 254: bar = 3.02; break; case 255: bar = 3.01; break; case 256: bar = 2.99; break; case 257: bar = 2.98; break; case 258: bar = 2.97; break; case 259: bar = 2.96; break; case 260: bar = 2.94; break; case 261: bar = 2.93; break; case 262: bar = 2.92; break; case 263: bar = 2.91; break; case 264: bar = 2.89; break; case 265: bar = 2.88; break; case 266: bar = 2.87; break; case 267: bar = 2.86; break; case 268: bar = 2.85; break; case 269: bar = 2.83; break; case 270: bar = 2.82; break; case 271: bar = 2.81; break; case 272: bar = 2.8; break; case 273: bar = 2.79; break; case 274: bar = 2.78; break; case 275: bar = 2.77; break; case 276: bar = 2.76; break; case 277: bar = 2.74; break; case 278: bar = 2.73; break; case 279: bar = 2.72; break; case 280: bar = 2.71; break; case 281: bar = 2.7; break; case 282: bar = 2.69; break; case 283: bar = 2.68; break; case 284: bar = 2.67; break; case 285: bar = 2.66; break; case 286: bar = 2.65; break; case 287: bar = 2.64; break; case 288: bar = 2.63; break; case 289: bar = 2.62; break; case 290: bar = 2.61; break; case 291: bar = 2.6; break; case 292: bar = 2.59; break; case 293: bar = 2.58; break; case 294: bar = 2.57; break; case 295: bar = 2.56; break; case 296: bar = 2.55; break; case 297: bar = 2.54; break; case 298: bar = 2.53; break; case 299: bar = 2.52; break; case 300: bar = 2.51; break; case 301: bar = 2.5; break; case 302: bar = 2.49; break; case 303: bar = 2.48; break; case 304: bar = 2.47; break; case 305: bar = 2.46; break; case 306: bar = 2.45; break; case 307: bar = 2.44; break; case 308: bar = 2.43; break; case 309: bar = 2.42; break; case 310: bar = 2.41; break; case 311: bar = 2.41; break; case 312: bar = 2.4; break; case 313: bar = 2.39; break; case 314: bar = 2.38; break; case 315: bar = 2.37; break; case 316: bar = 2.36; break; case 317: bar = 2.35; break; case 318: bar = 2.34; break; case 319: bar = 2.34; break; case 320: bar = 2.33; break; case 321: bar = 2.32; break; case 322: bar = 2.31; break; case 323: bar = 2.3; break; case 324: bar = 2.29; break; case 325: bar = 2.28; break; case 326: bar = 2.28; break; case 327: bar = 2.27; break; case 328: bar = 2.26; break; case 329: bar = 2.25; break; case 330: bar = 2.24; break; case 331: bar = 2.24; break; case 332: bar = 2.23; break; case 333: bar = 2.22; break; case 334: bar = 2.21; break; case 335: bar = 2.2; break; case 336: bar = 2.2; break; case 337: bar = 2.19; break; case 338: bar = 2.18; break; case 339: bar = 2.17; break; case 340: bar = 2.17; break; case 341: bar = 2.16; break; case 342: bar = 2.15; break; case 343: bar = 2.14; break; case 344: bar = 2.13; break; case 345: bar = 2.13; break; case 346: bar = 2.12; break; case 347: bar = 2.11; break; case 348: bar = 2.11; break; case 349: bar = 2.1; break; case 350: bar = 2.09; break; case 351: bar = 2.08; break; case 352: bar = 2.08; break; case 353: bar = 2.07; break; case 354: bar = 2.06; break; case 355: bar = 2.05; break; case 356: bar = 2.05; break; case 357: bar = 2.04; break; case 358: bar = 2.03; break; case 359: bar = 2.03; break; case 360: bar = 2.02; break; case 361: bar = 2.01; break; case 362: bar = 2.01; break; case 363: bar = 2; break; case 364: bar = 1.99; break; case 365: bar = 1.99; break; case 366: bar = 1.98; break; case 367: bar = 1.97; break; case 368: bar = 1.97; break; case 369: bar = 1.96; break; case 370: bar = 1.95; break; case 371: bar = 1.95; break; case 372: bar = 1.94; break; case 373: bar = 1.93; break; case 374: bar = 1.93; break; case 375: bar = 1.92; break; case 376: bar = 1.91; break; case 377: bar = 1.91; break; case 378: bar = 1.9; break; case 379: bar = 1.89; break; case 380: bar = 1.89; break; case 381: bar = 1.88; break; case 382: bar = 1.88; break; case 383: bar = 1.87; break; case 384: bar = 1.86; break; case 385: bar = 1.86; break; case 386: bar = 1.85; break; case 387: bar = 1.85; break; case 388: bar = 1.84; break; case 389: bar = 1.83; break; case 390: bar = 1.83; break; case 391: bar = 1.82; break; case 392: bar = 1.82; break; case 393: bar = 1.81; break; case 394: bar = 1.8; break; case 395: bar = 1.8; break; case 396: bar = 1.79; break; case 397: bar = 1.79; break; case 398: bar = 1.78; break; case 399: bar = 1.77; break; case 400: bar = 1.77; break; case 401: bar = 1.76; break; case 402: bar = 1.76; break; case 403: bar = 1.75; break; case 404: bar = 1.75; break; case 405: bar = 1.74; break; case 406: bar = 1.73; break; case 407: bar = 1.73; break; case 408: bar = 1.72; break; case 409: bar = 1.72; break; case 410: bar = 1.71; break; case 411: bar = 1.71; break; case 412: bar = 1.7; break; case 413: bar = 1.7; break; case 414: bar = 1.69; break; case 415: bar = 1.69; break; case 416: bar = 1.68; break; case 417: bar = 1.67; break; case 418: bar = 1.67; break; case 419: bar = 1.66; break; case 420: bar = 1.66; break; case 421: bar = 1.65; break; case 422: bar = 1.65; break; case 423: bar = 1.64; break; case 424: bar = 1.64; break; case 425: bar = 1.63; break; case 426: bar = 1.63; break; case 427: bar = 1.62; break; case 428: bar = 1.62; break; case 429: bar = 1.61; break; case 430: bar = 1.61; break; case 431: bar = 1.6; break; case 432: bar = 1.6; break; case 433: bar = 1.59; break; case 434: bar = 1.59; break; case 435: bar = 1.58; break; case 436: bar = 1.58; break; case 437: bar = 1.57; break; case 438: bar = 1.57; break; case 439: bar = 1.56; break; case 440: bar = 1.56; break; case 441: bar = 1.55; break; case 442: bar = 1.55; break; case 443: bar = 1.54; break; case 444: bar = 1.54; break; case 445: bar = 1.53; break; case 446: bar = 1.53; break; case 447: bar = 1.53; break; case 448: bar = 1.52; break; case 449: bar = 1.52; break; case 450: bar = 1.51; break; case 451: bar = 1.51; break; case 452: bar = 1.5; break; case 453: bar = 1.5; break; case 454: bar = 1.49; break; case 455: bar = 1.49; break; case 456: bar = 1.48; break; case 457: bar = 1.48; break; case 458: bar = 1.47; break; case 459: bar = 1.47; break; case 460: bar = 1.47; break; case 461: bar = 1.46; break; case 462: bar = 1.46; break; case 463: bar = 1.45; break; case 464: bar = 1.45; break; case 465: bar = 1.44; break; case 466: bar = 1.44; break; case 467: bar = 1.44; break; case 468: bar = 1.43; break; case 469: bar = 1.43; break; case 470: bar = 1.42; break; case 471: bar = 1.42; break; case 472: bar = 1.41; break; case 473: bar = 1.41; break; case 474: bar = 1.41; break; case 475: bar = 1.4; break; case 476: bar = 1.4; break; case 477: bar = 1.39; break; case 478: bar = 1.39; break; case 479: bar = 1.38; break; case 480: bar = 1.38; break; case 481: bar = 1.38; break; case 482: bar = 1.37; break; case 483: bar = 1.37; break; case 484: bar = 1.36; break; case 485: bar = 1.36; break; case 486: bar = 1.36; break; case 487: bar = 1.35; break; case 488: bar = 1.35; break; case 489: bar = 1.34; break; case 490: bar = 1.34; break; case 491: bar = 1.34; break; case 492: bar = 1.33; break; case 493: bar = 1.33; break; case 494: bar = 1.32; break; case 495: bar = 1.32; break; case 496: bar = 1.32; break; case 497: bar = 1.31; break; case 498: bar = 1.31; break; case 499: bar = 1.3; break; case 500: bar = 1.3; break; case 501: bar = 1.3; break; case 502: bar = 1.29; break; case 503: bar = 1.29; break; case 504: bar = 1.29; break; case 505: bar = 1.28; break; case 506: bar = 1.28; break; case 507: bar = 1.27; break; case 508: bar = 1.27; break; case 509: bar = 1.27; break; case 510: bar = 1.26; break; case 511: bar = 1.26; break; case 512: bar = 1.26; break; case 513: bar = 1.25; break; case 514: bar = 1.25; break; case 515: bar = 1.24; break; case 516: bar = 1.24; break; case 517: bar = 1.24; break; case 518: bar = 1.23; break; case 519: bar = 1.23; break; case 520: bar = 1.23; break; case 521: bar = 1.22; break; case 522: bar = 1.22; break; case 523: bar = 1.22; break; case 524: bar = 1.21; break; case 525: bar = 1.21; break; case 526: bar = 1.21; break; case 527: bar = 1.2; break; case 528: bar = 1.2; break; case 529: bar = 1.2; break; case 530: bar = 1.19; break; case 531: bar = 1.19; break; case 532: bar = 1.18; break; case 533: bar = 1.18; break; case 534: bar = 1.18; break; case 535: bar = 1.17; break; case 536: bar = 1.17; break; case 537: bar = 1.17; break; case 538: bar = 1.16; break; case 539: bar = 1.16; break; case 540: bar = 1.16; break; case 541: bar = 1.15; break; case 542: bar = 1.15; break; case 543: bar = 1.15; break; case 544: bar = 1.14; break; case 545: bar = 1.14; break; case 546: bar = 1.14; break; case 547: bar = 1.13; break; case 548: bar = 1.13; break; case 549: bar = 1.13; break; case 550: bar = 1.12; break; case 551: bar = 1.12; break; case 552: bar = 1.12; break; case 553: bar = 1.12; break; case 554: bar = 1.11; break; case 555: bar = 1.11; break; case 556: bar = 1.11; break; case 557: bar = 1.1; break; case 558: bar = 1.1; break; case 559: bar = 1.1; break; case 560: bar = 1.09; break; case 561: bar = 1.09; break; case 562: bar = 1.09; break; case 563: bar = 1.08; break; case 564: bar = 1.08; break; case 565: bar = 1.08; break; case 566: bar = 1.07; break; case 567: bar = 1.07; break; case 568: bar = 1.07; break; case 569: bar = 1.07; break; case 570: bar = 1.06; break; case 571: bar = 1.06; break; case 572: bar = 1.06; break; case 573: bar = 1.05; break; case 574: bar = 1.05; break; case 575: bar = 1.05; break; case 576: bar = 1.04; break; case 577: bar = 1.04; break; case 578: bar = 1.04; break; case 579: bar = 1.04; break; case 580: bar = 1.03; break; case 581: bar = 1.03; break; case 582: bar = 1.03; break; case 583: bar = 1.02; break; case 584: bar = 1.02; break; case 585: bar = 1.02; break; case 586: bar = 1.02; break; case 587: bar = 1.01; break; case 588: bar = 1.01; break; case 589: bar = 1.01; break; case 590: bar = 1; break; case 591: bar = 1; break; case 592: bar = 1; break; case 593: bar = 1; break; case 594: bar = 0.99; break; case 595: bar = 0.99; break; case 596: bar = 0.99; break; case 597: bar = 0.98; break; case 598: bar = 0.98; break; case 599: bar = 0.98; break; case 600: bar = 0.98; break; case 601: bar = 0.97; break; case 602: bar = 0.97; break; case 603: bar = 0.97; break; case 604: bar = 0.96; break; case 605: bar = 0.96; break; case 606: bar = 0.96; break; case 607: bar = 0.96; break; case 608: bar = 0.95; break; case 609: bar = 0.95; break; case 610: bar = 0.95; break; case 611: bar = 0.95; break; case 612: bar = 0.94; break; case 613: bar = 0.94; break; case 614: bar = 0.94; break; case 615: bar = 0.94; break; case 616: bar = 0.93; break; case 617: bar = 0.93; break; case 618: bar = 0.93; break; case 619: bar = 0.92; break; case 620: bar = 0.92; break; case 621: bar = 0.92; break; case 622: bar = 0.92; break; case 623: bar = 0.91; break; case 624: bar = 0.91; break; case 625: bar = 0.91; break; case 626: bar = 0.91; break; case 627: bar = 0.9; break; case 628: bar = 0.9; break; case 629: bar = 0.9; break; case 630: bar = 0.9; break; case 631: bar = 0.89; break; case 632: bar = 0.89; break; case 633: bar = 0.89; break; case 634: bar = 0.89; break; case 635: bar = 0.88; break; case 636: bar = 0.88; break; case 637: bar = 0.88; break; case 638: bar = 0.88; break; case 639: bar = 0.87; break; case 640: bar = 0.87; break; case 641: bar = 0.87; break; case 642: bar = 0.87; break; case 643: bar = 0.86; break; case 644: bar = 0.86; break; case 645: bar = 0.86; break; case 646: bar = 0.86; break; case 647: bar = 0.85; break; case 648: bar = 0.85; break; case 649: bar = 0.85; break; case 650: bar = 0.85; break; case 651: bar = 0.84; break; case 652: bar = 0.84; break; case 653: bar = 0.84; break; case 654: bar = 0.84; break; case 655: bar = 0.84; break; case 656: bar = 0.83; break; case 657: bar = 0.83; break; case 658: bar = 0.83; break; case 659: bar = 0.83; break; case 660: bar = 0.82; break; case 661: bar = 0.82; break; case 662: bar = 0.82; break; case 663: bar = 0.82; break; case 664: bar = 0.81; break; case 665: bar = 0.81; break; case 666: bar = 0.81; break; case 667: bar = 0.81; break; case 668: bar = 0.81; break; case 669: bar = 0.8; break; case 670: bar = 0.8; break; case 671: bar = 0.8; break; case 672: bar = 0.8; break; case 673: bar = 0.79; break; case 674: bar = 0.79; break; case 675: bar = 0.79; break; case 676: bar = 0.79; break; case 677: bar = 0.78; break; case 678: bar = 0.78; break; case 679: bar = 0.78; break; case 680: bar = 0.78; break; case 681: bar = 0.78; break; case 682: bar = 0.77; break; case 683: bar = 0.77; break; case 684: bar = 0.77; break; case 685: bar = 0.77; break; case 686: bar = 0.77; break; case 687: bar = 0.76; break; case 688: bar = 0.76; break; case 689: bar = 0.76; break; case 690: bar = 0.76; break; case 691: bar = 0.75; break; case 692: bar = 0.75; break; case 693: bar = 0.75; break; case 694: bar = 0.75; break; case 695: bar = 0.75; break; case 696: bar = 0.74; break; case 697: bar = 0.74; break; case 698: bar = 0.74; break; case 699: bar = 0.74; break; case 700: bar = 0.74; break; case 701: bar = 0.73; break; case 702: bar = 0.73; break; case 703: bar = 0.73; break; case 704: bar = 0.73; break; case 705: bar = 0.72; break; case 706: bar = 0.72; break; case 707: bar = 0.72; break; case 708: bar = 0.72; break; case 709: bar = 0.72; break; case 710: bar = 0.71; break; case 711: bar = 0.71; break; case 712: bar = 0.71; break; case 713: bar = 0.71; break; case 714: bar = 0.71; break; case 715: bar = 0.7; break; case 716: bar = 0.7; break; case 717: bar = 0.7; break; case 718: bar = 0.7; break; case 719: bar = 0.7; break; case 720: bar = 0.69; break; case 721: bar = 0.69; break; case 722: bar = 0.69; break; case 723: bar = 0.69; break; case 724: bar = 0.69; break; case 725: bar = 0.68; break; case 726: bar = 0.68; break; case 727: bar = 0.68; break; case 728: bar = 0.68; break; case 729: bar = 0.68; break; case 730: bar = 0.67; break; case 731: bar = 0.67; break; case 732: bar = 0.67; break; case 733: bar = 0.67; break; case 734: bar = 0.67; break; case 735: bar = 0.67; break; case 736: bar = 0.66; break; case 737: bar = 0.66; break; case 738: bar = 0.66; break; case 739: bar = 0.66; break; case 740: bar = 0.66; break; case 741: bar = 0.65; break; case 742: bar = 0.65; break; case 743: bar = 0.65; break; case 744: bar = 0.65; break; case 745: bar = 0.65; break; case 746: bar = 0.64; break; case 747: bar = 0.64; break; case 748: bar = 0.64; break; case 749: bar = 0.64; break; case 750: bar = 0.64; break; case 751: bar = 0.64; break; case 752: bar = 0.63; break; case 753: bar = 0.63; break; case 754: bar = 0.63; break; case 755: bar = 0.63; break; case 756: bar = 0.63; break; case 757: bar = 0.62; break; case 758: bar = 0.62; break; case 759: bar = 0.62; break; case 760: bar = 0.62; break; case 761: bar = 0.62; break; case 762: bar = 0.61; break; case 763: bar = 0.61; break; case 764: bar = 0.61; break; case 765: bar = 0.61; break; case 766: bar = 0.61; break; case 767: bar = 0.61; break; case 768: bar = 0.6; break; case 769: bar = 0.6; break; case 770: bar = 0.6; break; case 771: bar = 0.6; break; case 772: bar = 0.6; break; case 773: bar = 0.6; break; case 774: bar = 0.59; break; case 775: bar = 0.59; break; case 776: bar = 0.59; break; case 777: bar = 0.59; break; case 778: bar = 0.59; break; case 779: bar = 0.59; break; case 780: bar = 0.58; break; case 781: bar = 0.58; break; case 782: bar = 0.58; break; case 783: bar = 0.58; break; case 784: bar = 0.58; break; case 785: bar = 0.57; break; case 786: bar = 0.57; break; case 787: bar = 0.57; break; case 788: bar = 0.57; break; case 789: bar = 0.57; break; case 790: bar = 0.57; break; case 791: bar = 0.56; break; case 792: bar = 0.56; break; case 793: bar = 0.56; break; case 794: bar = 0.56; break; case 795: bar = 0.56; break; case 796: bar = 0.56; break; case 797: bar = 0.55; break; case 798: bar = 0.55; break; case 799: bar = 0.55; break; case 800: bar = 0.55; break; case 801: bar = 0.55; break; case 802: bar = 0.55; break; case 803: bar = 0.54; break; case 804: bar = 0.54; break; case 805: bar = 0.54; break; case 806: bar = 0.54; break; case 807: bar = 0.54; break; case 808: bar = 0.54; break; case 809: bar = 0.53; break; case 810: bar = 0.53; break; case 811: bar = 0.53; break; case 812: bar = 0.53; break; case 813: bar = 0.53; break; case 814: bar = 0.53; break; case 815: bar = 0.53; break; case 816: bar = 0.52; break; case 817: bar = 0.52; break; case 818: bar = 0.52; break; case 819: bar = 0.52; break; case 820: bar = 0.52; break; case 821: bar = 0.52; break; case 822: bar = 0.51; break; case 823: bar = 0.51; break; case 824: bar = 0.51; break; case 825: bar = 0.51; break; case 826: bar = 0.51; break; case 827: bar = 0.51; break; case 828: bar = 0.5; break; case 829: bar = 0.5; break; case 830: bar = 0.5; break; case 831: bar = 0.5; break; case 832: bar = 0.5; break; case 833: bar = 0.5; break; case 834: bar = 0.5; break; case 835: bar = 0.49; break; case 836: bar = 0.49; break; case 837: bar = 0.49; break; case 838: bar = 0.49; break; case 839: bar = 0.49; break; case 840: bar = 0.49; break; case 841: bar = 0.48; break; case 842: bar = 0.48; break; case 843: bar = 0.48; break; case 844: bar = 0.48; break; case 845: bar = 0.48; break; case 846: bar = 0.48; break; case 847: bar = 0.48; break; case 848: bar = 0.47; break; case 849: bar = 0.47; break; case 850: bar = 0.47; break; case 851: bar = 0.47; break; case 852: bar = 0.47; break; case 853: bar = 0.47; break; case 854: bar = 0.47; break; case 855: bar = 0.46; break; case 856: bar = 0.46; break; case 857: bar = 0.46; break; case 858: bar = 0.46; break; case 859: bar = 0.46; break; case 860: bar = 0.46; break; case 861: bar = 0.46; break; case 862: bar = 0.45; break; case 863: bar = 0.45; break; case 864: bar = 0.45; break; case 865: bar = 0.45; break; case 866: bar = 0.45; break; case 867: bar = 0.45; break; case 868: bar = 0.45; break; case 869: bar = 0.44; break; case 870: bar = 0.44; break; case 871: bar = 0.44; break; case 872: bar = 0.44; break; case 873: bar = 0.44; break; case 874: bar = 0.44; break; case 875: bar = 0.44; break; case 876: bar = 0.43; break; case 877: bar = 0.43; break; case 878: bar = 0.43; break; case 879: bar = 0.43; break; case 880: bar = 0.43; break; case 881: bar = 0.43; break; case 882: bar = 0.43; break; case 883: bar = 0.42; break; case 884: bar = 0.42; break; case 885: bar = 0.42; break; case 886: bar = 0.42; break; case 887: bar = 0.42; break; case 888: bar = 0.42; break; case 889: bar = 0.42; break; case 890: bar = 0.41; break; case 891: bar = 0.41; break; case 892: bar = 0.41; break; case 893: bar = 0.41; break; case 894: bar = 0.41; break; case 895: bar = 0.41; break; case 896: bar = 0.41; break; case 897: bar = 0.41; break; case 898: bar = 0.4; break; case 899: bar = 0.4; break; case 900: bar = 0.4; break; case 901: bar = 0.4; break; case 902: bar = 0.4; break; case 903: bar = 0.4; break; case 904: bar = 0.4; break; case 905: bar = 0.39; break; case 906: bar = 0.39; break; case 907: bar = 0.39; break; case 908: bar = 0.39; break; case 909: bar = 0.39; break; case 910: bar = 0.39; break; case 911: bar = 0.39; break; case 912: bar = 0.39; break; case 913: bar = 0.38; break; case 914: bar = 0.38; break; case 915: bar = 0.38; break; case 916: bar = 0.38; break; case 917: bar = 0.38; break; case 918: bar = 0.38; break; case 919: bar = 0.38; break; case 920: bar = 0.38; break; case 921: bar = 0.37; break; case 922: bar = 0.37; break; case 923: bar = 0.37; break; case 924: bar = 0.37; break; case 925: bar = 0.37; break; case 926: bar = 0.37; break; case 927: bar = 0.37; break; case 928: bar = 0.37; break; case 929: bar = 0.36; break; case 930: bar = 0.36; break; case 931: bar = 0.36; break; case 932: bar = 0.36; break; case 933: bar = 0.36; break; case 934: bar = 0.36; break; case 935: bar = 0.36; break; case 936: bar = 0.36; break; case 937: bar = 0.35; break; case 938: bar = 0.35; break; case 939: bar = 0.35; break; case 940: bar = 0.35; break; case 941: bar = 0.35; break; case 942: bar = 0.35; break; case 943: bar = 0.35; break; case 944: bar = 0.35; break; case 945: bar = 0.34; break; case 946: bar = 0.34; break; case 947: bar = 0.34; break; case 948: bar = 0.34; break; case 949: bar = 0.34; break; case 950: bar = 0.34; break; case 951: bar = 0.34; break; case 952: bar = 0.34; break; case 953: bar = 0.33; break; case 954: bar = 0.33; break; case 955: bar = 0.33; break; case 956: bar = 0.33; break; case 957: bar = 0.33; break; case 958: bar = 0.33; break; case 959: bar = 0.33; break; case 960: bar = 0.33; break; case 961: bar = 0.32; break; case 962: bar = 0.32; break; case 963: bar = 0.32; break; case 964: bar = 0.32; break; case 965: bar = 0.32; break; case 966: bar = 0.32; break; case 967: bar = 0.32; break; case 968: bar = 0.32; break; case 969: bar = 0.32; break; case 970: bar = 0.31; break; case 971: bar = 0.31; break; case 972: bar = 0.31; break; case 973: bar = 0.31; break; case 974: bar = 0.31; break; case 975: bar = 0.31; break; case 976: bar = 0.31; break; case 977: bar = 0.31; break; case 978: bar = 0.3; break; case 979: bar = 0.3; break; case 980: bar = 0.3; break; case 981: bar = 0.3; break; case 982: bar = 0.3; break; case 983: bar = 0.3; break; case 984: bar = 0.3; break; case 985: bar = 0.3; break; case 986: bar = 0.3; break; case 987: bar = 0.29; break; case 988: bar = 0.29; break; case 989: bar = 0.29; break; case 990: bar = 0.29; break; case 991: bar = 0.29; break; case 992: bar = 0.29; break; case 993: bar = 0.29; break; case 994: bar = 0.29; break; case 995: bar = 0.29; break; case 996: bar = 0.28; break; case 997: bar = 0.28; break; case 998: bar = 0.28; break; case 999: bar = 0.28; break; case 1000: bar = 0.28; break; case 1001: bar = 0.28; break; case 1002: bar = 0.28; break; case 1003: bar = 0.28; break; case 1004: bar = 0.28; break; case 1005: bar = 0.27; break; case 1006: bar = 0.27; break; case 1007: bar = 0.27; break; case 1008: bar = 0.27; break; case 1009: bar = 0.27; break; case 1010: bar = 0.27; break; case 1011: bar = 0.27; break; case 1012: bar = 0.27; break; case 1013: bar = 0.27; break; case 1014: bar = 0.26; break; case 1015: bar = 0.26; break; case 1016: bar = 0.26; break; case 1017: bar = 0.26; break; case 1018: bar = 0.26; break; case 1019: bar = 0.26; break; case 1020: bar = 0.26; break; case 1021: bar = 0.26; break; case 1022: bar = 0.26; break; case 1023: bar = 0.26; break; case 1024: bar = 0.25; break;
case 25: bar = 24.47; break; | case 25: bar = 24.47; break; case 26: bar = 23.71; break; case 27: bar = 22.99; break; case 28: bar = 22.32; break; case 29: bar = 21.69; break; case 30: bar = 21.1; break; case 31: bar = 20.54; break; case 32: bar = 20.02; break; case 33: bar = 19.52; break; case 34: bar = 19.04; break; case 35: bar = 18.59; break; case 36: bar = 18.16; break; case 37: bar = 17.76; break; case 38: bar = 17.37; break; case 39: bar = 17; break; case 40: bar = 16.64; break; case 41: bar = 16.3; break; case 42: bar = 15.98; break; case 43: bar = 15.67; break; case 44: bar = 15.37; break; case 45: bar = 15.08; break; case 46: bar = 14.81; break; case 47: bar = 14.54; break; case 48: bar = 14.28; break; case 49: bar = 14.04; break; case 50: bar = 13.8; break; case 51: bar = 13.57; break; case 52: bar = 13.35; break; case 53: bar = 13.13; break; case 54: bar = 12.93; break; case 55: bar = 12.73; break; case 56: bar = 12.53; break; case 57: bar = 12.34; break; case 58: bar = 12.16; break; case 59: bar = 11.98; break; case 60: bar = 11.81; break; case 61: bar = 11.65; break; case 62: bar = 11.48; break; case 63: bar = 11.33; break; case 64: bar = 11.17; break; case 65: bar = 11.02; break; case 66: bar = 10.88; break; case 67: bar = 10.74; break; case 68: bar = 10.6; break; case 69: bar = 10.47; break; case 70: bar = 10.34; break; case 71: bar = 10.21; break; case 72: bar = 10.09; break; case 73: bar = 9.97; break; case 74: bar = 9.85; break; case 75: bar = 9.73; break; case 76: bar = 9.62; break; case 77: bar = 9.51; break; case 78: bar = 9.4; break; case 79: bar = 9.3; break; case 80: bar = 9.19; break; case 81: bar = 9.09; break; case 82: bar = 9; break; case 83: bar = 8.9; break; case 84: bar = 8.81; break; case 85: bar = 8.71; break; case 86: bar = 8.62; break; case 87: bar = 8.53; break; case 88: bar = 8.45; break; case 89: bar = 8.36; break; case 90: bar = 8.28; break; case 91: bar = 8.2; break; case 92: bar = 8.12; break; case 93: bar = 8.04; break; case 94: bar = 7.96; break; case 95: bar = 7.89; break; case 96: bar = 7.81; break; case 97: bar = 7.74; break; case 98: bar = 7.67; break; case 99: bar = 7.6; break; case 100: bar = 7.53; break; case 101: bar = 7.46; break; case 102: bar = 7.4; break; case 103: bar = 7.33; break; case 104: bar = 7.27; break; case 105: bar = 7.2; break; case 106: bar = 7.14; break; case 107: bar = 7.08; break; case 108: bar = 7.02; break; case 109: bar = 6.96; break; case 110: bar = 6.9; break; case 111: bar = 6.85; break; case 112: bar = 6.79; break; case 113: bar = 6.74; break; case 114: bar = 6.68; break; case 115: bar = 6.63; break; case 116: bar = 6.57; break; case 117: bar = 6.52; break; case 118: bar = 6.47; break; case 119: bar = 6.42; break; case 120: bar = 6.37; break; case 121: bar = 6.32; break; case 122: bar = 6.27; break; case 123: bar = 6.23; break; case 124: bar = 6.18; break; case 125: bar = 6.13; break; case 126: bar = 6.09; break; case 127: bar = 6.04; break; case 128: bar = 6; break; case 129: bar = 5.95; break; case 130: bar = 5.91; break; case 131: bar = 5.87; break; case 132: bar = 5.83; break; case 133: bar = 5.79; break; case 134: bar = 5.75; break; case 135: bar = 5.71; break; case 136: bar = 5.67; break; case 137: bar = 5.63; break; case 138: bar = 5.59; break; case 139: bar = 5.55; break; case 140: bar = 5.51; break; case 141: bar = 5.47; break; case 142: bar = 5.44; break; case 143: bar = 5.4; break; case 144: bar = 5.37; break; case 145: bar = 5.33; break; case 146: bar = 5.3; break; case 147: bar = 5.26; break; case 148: bar = 5.23; break; case 149: bar = 5.19; break; case 150: bar = 5.16; break; case 151: bar = 5.13; break; case 152: bar = 5.09; break; case 153: bar = 5.06; break; case 154: bar = 5.03; break; case 155: bar = 5; break; case 156: bar = 4.97; break; case 157: bar = 4.94; break; case 158: bar = 4.91; break; case 159: bar = 4.88; break; case 160: bar = 4.85; break; case 161: bar = 4.82; break; case 162: bar = 4.79; break; case 163: bar = 4.76; break; case 164: bar = 4.73; break; case 165: bar = 4.7; break; case 166: bar = 4.68; break; case 167: bar = 4.65; break; case 168: bar = 4.62; break; case 169: bar = 4.59; break; case 170: bar = 4.57; break; case 171: bar = 4.54; break; case 172: bar = 4.52; break; case 173: bar = 4.49; break; case 174: bar = 4.46; break; case 175: bar = 4.44; break; case 176: bar = 4.41; break; case 177: bar = 4.39; break; case 178: bar = 4.36; break; case 179: bar = 4.34; break; case 180: bar = 4.32; break; case 181: bar = 4.29; break; case 182: bar = 4.27; break; case 183: bar = 4.25; break; case 184: bar = 4.22; break; case 185: bar = 4.2; break; case 186: bar = 4.18; break; case 187: bar = 4.15; break; case 188: bar = 4.13; break; case 189: bar = 4.11; break; case 190: bar = 4.09; break; case 191: bar = 4.07; break; case 192: bar = 4.05; break; case 193: bar = 4.02; break; case 194: bar = 4; break; case 195: bar = 3.98; break; case 196: bar = 3.96; break; case 197: bar = 3.94; break; case 198: bar = 3.92; break; case 199: bar = 3.9; break; case 200: bar = 3.88; break; case 201: bar = 3.86; break; case 202: bar = 3.84; break; case 203: bar = 3.82; break; case 204: bar = 3.8; break; case 205: bar = 3.78; break; case 206: bar = 3.77; break; case 207: bar = 3.75; break; case 208: bar = 3.73; break; case 209: bar = 3.71; break; case 210: bar = 3.69; break; case 211: bar = 3.67; break; case 212: bar = 3.66; break; case 213: bar = 3.64; break; case 214: bar = 3.62; break; case 215: bar = 3.6; break; case 216: bar = 3.59; break; case 217: bar = 3.57; break; case 218: bar = 3.55; break; case 219: bar = 3.53; break; case 220: bar = 3.52; break; case 221: bar = 3.5; break; case 222: bar = 3.48; break; case 223: bar = 3.47; break; case 224: bar = 3.45; break; case 225: bar = 3.44; break; case 226: bar = 3.42; break; case 227: bar = 3.4; break; case 228: bar = 3.39; break; case 229: bar = 3.37; break; case 230: bar = 3.36; break; case 231: bar = 3.34; break; case 232: bar = 3.33; break; case 233: bar = 3.31; break; case 234: bar = 3.3; break; case 235: bar = 3.28; break; case 236: bar = 3.27; break; case 237: bar = 3.25; break; case 238: bar = 3.24; break; case 239: bar = 3.22; break; case 240: bar = 3.21; break; case 241: bar = 3.19; break; case 242: bar = 3.18; break; case 243: bar = 3.17; break; case 244: bar = 3.15; break; case 245: bar = 3.14; break; case 246: bar = 3.12; break; case 247: bar = 3.11; break; case 248: bar = 3.1; break; case 249: bar = 3.08; break; case 250: bar = 3.07; break; case 251: bar = 3.06; break; case 252: bar = 3.04; break; case 253: bar = 3.03; break; case 254: bar = 3.02; break; case 255: bar = 3.01; break; case 256: bar = 2.99; break; case 257: bar = 2.98; break; case 258: bar = 2.97; break; case 259: bar = 2.96; break; case 260: bar = 2.94; break; case 261: bar = 2.93; break; case 262: bar = 2.92; break; case 263: bar = 2.91; break; case 264: bar = 2.89; break; case 265: bar = 2.88; break; case 266: bar = 2.87; break; case 267: bar = 2.86; break; case 268: bar = 2.85; break; case 269: bar = 2.83; break; case 270: bar = 2.82; break; case 271: bar = 2.81; break; case 272: bar = 2.8; break; case 273: bar = 2.79; break; case 274: bar = 2.78; break; case 275: bar = 2.77; break; case 276: bar = 2.76; break; case 277: bar = 2.74; break; case 278: bar = 2.73; break; case 279: bar = 2.72; break; case 280: bar = 2.71; break; case 281: bar = 2.7; break; case 282: bar = 2.69; break; case 283: bar = 2.68; break; case 284: bar = 2.67; break; case 285: bar = 2.66; break; case 286: bar = 2.65; break; case 287: bar = 2.64; break; case 288: bar = 2.63; break; case 289: bar = 2.62; break; case 290: bar = 2.61; break; case 291: bar = 2.6; break; case 292: bar = 2.59; break; case 293: bar = 2.58; break; case 294: bar = 2.57; break; case 295: bar = 2.56; break; case 296: bar = 2.55; break; case 297: bar = 2.54; break; case 298: bar = 2.53; break; case 299: bar = 2.52; break; case 300: bar = 2.51; break; case 301: bar = 2.5; break; case 302: bar = 2.49; break; case 303: bar = 2.48; break; case 304: bar = 2.47; break; case 305: bar = 2.46; break; case 306: bar = 2.45; break; case 307: bar = 2.44; break; case 308: bar = 2.43; break; case 309: bar = 2.42; break; case 310: bar = 2.41; break; case 311: bar = 2.41; break; case 312: bar = 2.4; break; case 313: bar = 2.39; break; case 314: bar = 2.38; break; case 315: bar = 2.37; break; case 316: bar = 2.36; break; case 317: bar = 2.35; break; case 318: bar = 2.34; break; case 319: bar = 2.34; break; case 320: bar = 2.33; break; case 321: bar = 2.32; break; case 322: bar = 2.31; break; case 323: bar = 2.3; break; case 324: bar = 2.29; break; case 325: bar = 2.28; break; case 326: bar = 2.28; break; case 327: bar = 2.27; break; case 328: bar = 2.26; break; case 329: bar = 2.25; break; case 330: bar = 2.24; break; case 331: bar = 2.24; break; case 332: bar = 2.23; break; case 333: bar = 2.22; break; case 334: bar = 2.21; break; case 335: bar = 2.2; break; case 336: bar = 2.2; break; case 337: bar = 2.19; break; case 338: bar = 2.18; break; case 339: bar = 2.17; break; case 340: bar = 2.17; break; case 341: bar = 2.16; break; case 342: bar = 2.15; break; case 343: bar = 2.14; break; case 344: bar = 2.13; break; case 345: bar = 2.13; break; case 346: bar = 2.12; break; case 347: bar = 2.11; break; case 348: bar = 2.11; break; case 349: bar = 2.1; break; case 350: bar = 2.09; break; case 351: bar = 2.08; break; case 352: bar = 2.08; break; case 353: bar = 2.07; break; case 354: bar = 2.06; break; case 355: bar = 2.05; break; case 356: bar = 2.05; break; case 357: bar = 2.04; break; case 358: bar = 2.03; break; case 359: bar = 2.03; break; case 360: bar = 2.02; break; case 361: bar = 2.01; break; case 362: bar = 2.01; break; case 363: bar = 2; break; case 364: bar = 1.99; break; case 365: bar = 1.99; break; case 366: bar = 1.98; break; case 367: bar = 1.97; break; case 368: bar = 1.97; break; case 369: bar = 1.96; break; case 370: bar = 1.95; break; case 371: bar = 1.95; break; case 372: bar = 1.94; break; case 373: bar = 1.93; break; case 374: bar = 1.93; break; case 375: bar = 1.92; break; case 376: bar = 1.91; break; case 377: bar = 1.91; break; case 378: bar = 1.9; break; case 379: bar = 1.89; break; case 380: bar = 1.89; break; case 381: bar = 1.88; break; case 382: bar = 1.88; break; case 383: bar = 1.87; break; case 384: bar = 1.86; break; case 385: bar = 1.86; break; case 386: bar = 1.85; break; case 387: bar = 1.85; break; case 388: bar = 1.84; break; case 389: bar = 1.83; break; case 390: bar = 1.83; break; case 391: bar = 1.82; break; case 392: bar = 1.82; break; case 393: bar = 1.81; break; case 394: bar = 1.8; break; case 395: bar = 1.8; break; case 396: bar = 1.79; break; case 397: bar = 1.79; break; case 398: bar = 1.78; break; case 399: bar = 1.77; break; case 400: bar = 1.77; break; case 401: bar = 1.76; break; case 402: bar = 1.76; break; case 403: bar = 1.75; break; case 404: bar = 1.75; break; case 405: bar = 1.74; break; case 406: bar = 1.73; break; case 407: bar = 1.73; break; case 408: bar = 1.72; break; case 409: bar = 1.72; break; case 410: bar = 1.71; break; case 411: bar = 1.71; break; case 412: bar = 1.7; break; case 413: bar = 1.7; break; case 414: bar = 1.69; break; case 415: bar = 1.69; break; case 416: bar = 1.68; break; case 417: bar = 1.67; break; case 418: bar = 1.67; break; case 419: bar = 1.66; break; case 420: bar = 1.66; break; case 421: bar = 1.65; break; case 422: bar = 1.65; break; case 423: bar = 1.64; break; case 424: bar = 1.64; break; case 425: bar = 1.63; break; case 426: bar = 1.63; break; case 427: bar = 1.62; break; case 428: bar = 1.62; break; case 429: bar = 1.61; break; case 430: bar = 1.61; break; case 431: bar = 1.6; break; case 432: bar = 1.6; break; case 433: bar = 1.59; break; case 434: bar = 1.59; break; case 435: bar = 1.58; break; case 436: bar = 1.58; break; case 437: bar = 1.57; break; case 438: bar = 1.57; break; case 439: bar = 1.56; break; case 440: bar = 1.56; break; case 441: bar = 1.55; break; case 442: bar = 1.55; break; case 443: bar = 1.54; break; case 444: bar = 1.54; break; case 445: bar = 1.53; break; case 446: bar = 1.53; break; case 447: bar = 1.53; break; case 448: bar = 1.52; break; case 449: bar = 1.52; break; case 450: bar = 1.51; break; case 451: bar = 1.51; break; case 452: bar = 1.5; break; case 453: bar = 1.5; break; case 454: bar = 1.49; break; case 455: bar = 1.49; break; case 456: bar = 1.48; break; case 457: bar = 1.48; break; case 458: bar = 1.47; break; case 459: bar = 1.47; break; case 460: bar = 1.47; break; case 461: bar = 1.46; break; case 462: bar = 1.46; break; case 463: bar = 1.45; break; case 464: bar = 1.45; break; case 465: bar = 1.44; break; case 466: bar = 1.44; break; case 467: bar = 1.44; break; case 468: bar = 1.43; break; case 469: bar = 1.43; break; case 470: bar = 1.42; break; case 471: bar = 1.42; break; case 472: bar = 1.41; break; case 473: bar = 1.41; break; case 474: bar = 1.41; break; case 475: bar = 1.4; break; case 476: bar = 1.4; break; case 477: bar = 1.39; break; case 478: bar = 1.39; break; case 479: bar = 1.38; break; case 480: bar = 1.38; break; case 481: bar = 1.38; break; case 482: bar = 1.37; break; case 483: bar = 1.37; break; case 484: bar = 1.36; break; case 485: bar = 1.36; break; case 486: bar = 1.36; break; case 487: bar = 1.35; break; case 488: bar = 1.35; break; case 489: bar = 1.34; break; case 490: bar = 1.34; break; case 491: bar = 1.34; break; case 492: bar = 1.33; break; case 493: bar = 1.33; break; case 494: bar = 1.32; break; case 495: bar = 1.32; break; case 496: bar = 1.32; break; case 497: bar = 1.31; break; case 498: bar = 1.31; break; case 499: bar = 1.3; break; case 500: bar = 1.3; break; case 501: bar = 1.3; break; case 502: bar = 1.29; break; case 503: bar = 1.29; break; case 504: bar = 1.29; break; case 505: bar = 1.28; break; case 506: bar = 1.28; break; case 507: bar = 1.27; break; case 508: bar = 1.27; break; case 509: bar = 1.27; break; case 510: bar = 1.26; break; case 511: bar = 1.26; break; case 512: bar = 1.26; break; case 513: bar = 1.25; break; case 514: bar = 1.25; break; case 515: bar = 1.24; break; case 516: bar = 1.24; break; case 517: bar = 1.24; break; case 518: bar = 1.23; break; case 519: bar = 1.23; break; case 520: bar = 1.23; break; case 521: bar = 1.22; break; case 522: bar = 1.22; break; case 523: bar = 1.22; break; case 524: bar = 1.21; break; case 525: bar = 1.21; break; case 526: bar = 1.21; break; case 527: bar = 1.2; break; case 528: bar = 1.2; break; case 529: bar = 1.2; break; case 530: bar = 1.19; break; case 531: bar = 1.19; break; case 532: bar = 1.18; break; case 533: bar = 1.18; break; case 534: bar = 1.18; break; case 535: bar = 1.17; break; case 536: bar = 1.17; break; case 537: bar = 1.17; break; case 538: bar = 1.16; break; case 539: bar = 1.16; break; case 540: bar = 1.16; break; case 541: bar = 1.15; break; case 542: bar = 1.15; break; case 543: bar = 1.15; break; case 544: bar = 1.14; break; case 545: bar = 1.14; break; case 546: bar = 1.14; break; case 547: bar = 1.13; break; case 548: bar = 1.13; break; case 549: bar = 1.13; break; case 550: bar = 1.12; break; case 551: bar = 1.12; break; case 552: bar = 1.12; break; case 553: bar = 1.12; break; case 554: bar = 1.11; break; case 555: bar = 1.11; break; case 556: bar = 1.11; break; case 557: bar = 1.1; break; case 558: bar = 1.1; break; case 559: bar = 1.1; break; case 560: bar = 1.09; break; case 561: bar = 1.09; break; case 562: bar = 1.09; break; case 563: bar = 1.08; break; case 564: bar = 1.08; break; case 565: bar = 1.08; break; case 566: bar = 1.07; break; case 567: bar = 1.07; break; case 568: bar = 1.07; break; case 569: bar = 1.07; break; case 570: bar = 1.06; break; case 571: bar = 1.06; break; case 572: bar = 1.06; break; case 573: bar = 1.05; break; case 574: bar = 1.05; break; case 575: bar = 1.05; break; case 576: bar = 1.04; break; case 577: bar = 1.04; break; case 578: bar = 1.04; break; case 579: bar = 1.04; break; case 580: bar = 1.03; break; case 581: bar = 1.03; break; case 582: bar = 1.03; break; case 583: bar = 1.02; break; case 584: bar = 1.02; break; case 585: bar = 1.02; break; case 586: bar = 1.02; break; case 587: bar = 1.01; break; case 588: bar = 1.01; break; case 589: bar = 1.01; break; case 590: bar = 1; break; case 591: bar = 1; break; case 592: bar = 1; break; case 593: bar = 1; break; case 594: bar = 0.99; break; case 595: bar = 0.99; break; case 596: bar = 0.99; break; case 597: bar = 0.98; break; case 598: bar = 0.98; break; case 599: bar = 0.98; break; case 600: bar = 0.98; break; case 601: bar = 0.97; break; case 602: bar = 0.97; break; case 603: bar = 0.97; break; case 604: bar = 0.96; break; case 605: bar = 0.96; break; case 606: bar = 0.96; break; case 607: bar = 0.96; break; case 608: bar = 0.95; break; case 609: bar = 0.95; break; case 610: bar = 0.95; break; case 611: bar = 0.95; break; case 612: bar = 0.94; break; case 613: bar = 0.94; break; case 614: bar = 0.94; break; case 615: bar = 0.94; break; case 616: bar = 0.93; break; case 617: bar = 0.93; break; case 618: bar = 0.93; break; case 619: bar = 0.92; break; case 620: bar = 0.92; break; case 621: bar = 0.92; break; case 622: bar = 0.92; break; case 623: bar = 0.91; break; case 624: bar = 0.91; break; case 625: bar = 0.91; break; case 626: bar = 0.91; break; case 627: bar = 0.9; break; case 628: bar = 0.9; break; case 629: bar = 0.9; break; case 630: bar = 0.9; break; case 631: bar = 0.89; break; case 632: bar = 0.89; break; case 633: bar = 0.89; break; case 634: bar = 0.89; break; case 635: bar = 0.88; break; case 636: bar = 0.88; break; case 637: bar = 0.88; break; case 638: bar = 0.88; break; case 639: bar = 0.87; break; case 640: bar = 0.87; break; case 641: bar = 0.87; break; case 642: bar = 0.87; break; case 643: bar = 0.86; break; case 644: bar = 0.86; break; case 645: bar = 0.86; break; case 646: bar = 0.86; break; case 647: bar = 0.85; break; case 648: bar = 0.85; break; case 649: bar = 0.85; break; case 650: bar = 0.85; break; case 651: bar = 0.84; break; case 652: bar = 0.84; break; case 653: bar = 0.84; break; case 654: bar = 0.84; break; case 655: bar = 0.84; break; case 656: bar = 0.83; break; case 657: bar = 0.83; break; case 658: bar = 0.83; break; case 659: bar = 0.83; break; case 660: bar = 0.82; break; case 661: bar = 0.82; break; case 662: bar = 0.82; break; case 663: bar = 0.82; break; case 664: bar = 0.81; break; case 665: bar = 0.81; break; case 666: bar = 0.81; break; case 667: bar = 0.81; break; case 668: bar = 0.81; break; case 669: bar = 0.8; break; case 670: bar = 0.8; break; case 671: bar = 0.8; break; case 672: bar = 0.8; break; case 673: bar = 0.79; break; case 674: bar = 0.79; break; case 675: bar = 0.79; break; case 676: bar = 0.79; break; case 677: bar = 0.78; break; case 678: bar = 0.78; break; case 679: bar = 0.78; break; case 680: bar = 0.78; break; case 681: bar = 0.78; break; case 682: bar = 0.77; break; case 683: bar = 0.77; break; case 684: bar = 0.77; break; case 685: bar = 0.77; break; case 686: bar = 0.77; break; case 687: bar = 0.76; break; case 688: bar = 0.76; break; case 689: bar = 0.76; break; case 690: bar = 0.76; break; case 691: bar = 0.75; break; case 692: bar = 0.75; break; case 693: bar = 0.75; break; case 694: bar = 0.75; break; case 695: bar = 0.75; break; case 696: bar = 0.74; break; case 697: bar = 0.74; break; case 698: bar = 0.74; break; case 699: bar = 0.74; break; case 700: bar = 0.74; break; case 701: bar = 0.73; break; case 702: bar = 0.73; break; case 703: bar = 0.73; break; case 704: bar = 0.73; break; case 705: bar = 0.72; break; case 706: bar = 0.72; break; case 707: bar = 0.72; break; case 708: bar = 0.72; break; case 709: bar = 0.72; break; case 710: bar = 0.71; break; case 711: bar = 0.71; break; case 712: bar = 0.71; break; case 713: bar = 0.71; break; case 714: bar = 0.71; break; case 715: bar = 0.7; break; case 716: bar = 0.7; break; case 717: bar = 0.7; break; case 718: bar = 0.7; break; case 719: bar = 0.7; break; case 720: bar = 0.69; break; case 721: bar = 0.69; break; case 722: bar = 0.69; break; case 723: bar = 0.69; break; case 724: bar = 0.69; break; case 725: bar = 0.68; break; case 726: bar = 0.68; break; case 727: bar = 0.68; break; case 728: bar = 0.68; break; case 729: bar = 0.68; break; case 730: bar = 0.67; break; case 731: bar = 0.67; break; case 732: bar = 0.67; break; case 733: bar = 0.67; break; case 734: bar = 0.67; break; case 735: bar = 0.67; break; case 736: bar = 0.66; break; case 737: bar = 0.66; break; case 738: bar = 0.66; break; case 739: bar = 0.66; break; case 740: bar = 0.66; break; case 741: bar = 0.65; break; case 742: bar = 0.65; break; case 743: bar = 0.65; break; case 744: bar = 0.65; break; case 745: bar = 0.65; break; case 746: bar = 0.64; break; case 747: bar = 0.64; break; case 748: bar = 0.64; break; case 749: bar = 0.64; break; case 750: bar = 0.64; break; case 751: bar = 0.64; break; case 752: bar = 0.63; break; case 753: bar = 0.63; break; case 754: bar = 0.63; break; case 755: bar = 0.63; break; case 756: bar = 0.63; break; case 757: bar = 0.62; break; case 758: bar = 0.62; break; case 759: bar = 0.62; break; case 760: bar = 0.62; break; case 761: bar = 0.62; break; case 762: bar = 0.61; break; case 763: bar = 0.61; break; case 764: bar = 0.61; break; case 765: bar = 0.61; break; case 766: bar = 0.61; break; case 767: bar = 0.61; break; case 768: bar = 0.6; break; case 769: bar = 0.6; break; case 770: bar = 0.6; break; case 771: bar = 0.6; break; case 772: bar = 0.6; break; case 773: bar = 0.6; break; case 774: bar = 0.59; break; case 775: bar = 0.59; break; case 776: bar = 0.59; break; case 777: bar = 0.59; break; case 778: bar = 0.59; break; case 779: bar = 0.59; break; case 780: bar = 0.58; break; case 781: bar = 0.58; break; case 782: bar = 0.58; break; case 783: bar = 0.58; break; case 784: bar = 0.58; break; case 785: bar = 0.57; break; case 786: bar = 0.57; break; case 787: bar = 0.57; break; case 788: bar = 0.57; break; case 789: bar = 0.57; break; case 790: bar = 0.57; break; case 791: bar = 0.56; break; case 792: bar = 0.56; break; case 793: bar = 0.56; break; case 794: bar = 0.56; break; case 795: bar = 0.56; break; case 796: bar = 0.56; break; case 797: bar = 0.55; break; case 798: bar = 0.55; break; case 799: bar = 0.55; break; case 800: bar = 0.55; break; case 801: bar = 0.55; break; case 802: bar = 0.55; break; case 803: bar = 0.54; break; case 804: bar = 0.54; break; case 805: bar = 0.54; break; case 806: bar = 0.54; break; case 807: bar = 0.54; break; case 808: bar = 0.54; break; case 809: bar = 0.53; break; case 810: bar = 0.53; break; case 811: bar = 0.53; break; case 812: bar = 0.53; break; case 813: bar = 0.53; break; case 814: bar = 0.53; break; case 815: bar = 0.53; break; case 816: bar = 0.52; break; case 817: bar = 0.52; break; case 818: bar = 0.52; break; case 819: bar = 0.52; break; case 820: bar = 0.52; break; case 821: bar = 0.52; break; case 822: bar = 0.51; break; case 823: bar = 0.51; break; case 824: bar = 0.51; break; case 825: bar = 0.51; break; case 826: bar = 0.51; break; case 827: bar = 0.51; break; case 828: bar = 0.5; break; case 829: bar = 0.5; break; case 830: bar = 0.5; break; case 831: bar = 0.5; break; case 832: bar = 0.5; break; case 833: bar = 0.5; break; case 834: bar = 0.5; break; case 835: bar = 0.49; break; case 836: bar = 0.49; break; case 837: bar = 0.49; break; case 838: bar = 0.49; break; case 839: bar = 0.49; break; case 840: bar = 0.49; break; case 841: bar = 0.48; break; case 842: bar = 0.48; break; case 843: bar = 0.48; break; case 844: bar = 0.48; break; case 845: bar = 0.48; break; case 846: bar = 0.48; break; case 847: bar = 0.48; break; case 848: bar = 0.47; break; case 849: bar = 0.47; break; case 850: bar = 0.47; break; case 851: bar = 0.47; break; case 852: bar = 0.47; break; case 853: bar = 0.47; break; case 854: bar = 0.47; break; case 855: bar = 0.46; break; case 856: bar = 0.46; break; case 857: bar = 0.46; break; case 858: bar = 0.46; break; case 859: bar = 0.46; break; case 860: bar = 0.46; break; case 861: bar = 0.46; break; case 862: bar = 0.45; break; case 863: bar = 0.45; break; case 864: bar = 0.45; break; case 865: bar = 0.45; break; case 866: bar = 0.45; break; case 867: bar = 0.45; break; case 868: bar = 0.45; break; case 869: bar = 0.44; break; case 870: bar = 0.44; break; case 871: bar = 0.44; break; case 872: bar = 0.44; break; case 873: bar = 0.44; break; case 874: bar = 0.44; break; case 875: bar = 0.44; break; case 876: bar = 0.43; break; case 877: bar = 0.43; break; case 878: bar = 0.43; break; case 879: bar = 0.43; break; case 880: bar = 0.43; break; case 881: bar = 0.43; break; case 882: bar = 0.43; break; case 883: bar = 0.42; break; case 884: bar = 0.42; break; case 885: bar = 0.42; break; case 886: bar = 0.42; break; case 887: bar = 0.42; break; case 888: bar = 0.42; break; case 889: bar = 0.42; break; case 890: bar = 0.41; break; case 891: bar = 0.41; break; case 892: bar = 0.41; break; case 893: bar = 0.41; break; case 894: bar = 0.41; break; case 895: bar = 0.41; break; case 896: bar = 0.41; break; case 897: bar = 0.41; break; case 898: bar = 0.4; break; case 899: bar = 0.4; break; case 900: bar = 0.4; break; case 901: bar = 0.4; break; case 902: bar = 0.4; break; case 903: bar = 0.4; break; case 904: bar = 0.4; break; case 905: bar = 0.39; break; case 906: bar = 0.39; break; case 907: bar = 0.39; break; case 908: bar = 0.39; break; case 909: bar = 0.39; break; case 910: bar = 0.39; break; case 911: bar = 0.39; break; case 912: bar = 0.39; break; case 913: bar = 0.38; break; case 914: bar = 0.38; break; case 915: bar = 0.38; break; case 916: bar = 0.38; break; case 917: bar = 0.38; break; case 918: bar = 0.38; break; case 919: bar = 0.38; break; case 920: bar = 0.38; break; case 921: bar = 0.37; break; case 922: bar = 0.37; break; case 923: bar = 0.37; break; case 924: bar = 0.37; break; case 925: bar = 0.37; break; case 926: bar = 0.37; break; case 927: bar = 0.37; break; case 928: bar = 0.37; break; case 929: bar = 0.36; break; case 930: bar = 0.36; break; case 931: bar = 0.36; break; case 932: bar = 0.36; break; case 933: bar = 0.36; break; case 934: bar = 0.36; break; case 935: bar = 0.36; break; case 936: bar = 0.36; break; case 937: bar = 0.35; break; case 938: bar = 0.35; break; case 939: bar = 0.35; break; case 940: bar = 0.35; break; case 941: bar = 0.35; break; case 942: bar = 0.35; break; case 943: bar = 0.35; break; case 944: bar = 0.35; break; case 945: bar = 0.34; break; case 946: bar = 0.34; break; case 947: bar = 0.34; break; case 948: bar = 0.34; break; case 949: bar = 0.34; break; case 950: bar = 0.34; break; case 951: bar = 0.34; break; case 952: bar = 0.34; break; case 953: bar = 0.33; break; case 954: bar = 0.33; break; case 955: bar = 0.33; break; case 956: bar = 0.33; break; case 957: bar = 0.33; break; case 958: bar = 0.33; break; case 959: bar = 0.33; break; case 960: bar = 0.33; break; case 961: bar = 0.32; break; case 962: bar = 0.32; break; case 963: bar = 0.32; break; case 964: bar = 0.32; break; case 965: bar = 0.32; break; case 966: bar = 0.32; break; case 967: bar = 0.32; break; case 968: bar = 0.32; break; case 969: bar = 0.32; break; case 970: bar = 0.31; break; case 971: bar = 0.31; break; case 972: bar = 0.31; break; case 973: bar = 0.31; break; case 974: bar = 0.31; break; case 975: bar = 0.31; break; case 976: bar = 0.31; break; case 977: bar = 0.31; break; case 978: bar = 0.3; break; case 979: bar = 0.3; break; case 980: bar = 0.3; break; case 981: bar = 0.3; break; case 982: bar = 0.3; break; case 983: bar = 0.3; break; case 984: bar = 0.3; break; case 985: bar = 0.3; break; case 986: bar = 0.3; break; case 987: bar = 0.29; break; case 988: bar = 0.29; break; case 989: bar = 0.29; break; case 990: bar = 0.29; break; case 991: bar = 0.29; break; case 992: bar = 0.29; break; case 993: bar = 0.29; break; case 994: bar = 0.29; break; case 995: bar = 0.29; break; case 996: bar = 0.28; break; case 997: bar = 0.28; break; case 998: bar = 0.28; break; case 999: bar = 0.28; break; case 1000: bar = 0.28; break; case 1001: bar = 0.28; break; case 1002: bar = 0.28; break; case 1003: bar = 0.28; break; case 1004: bar = 0.28; break; case 1005: bar = 0.27; break; case 1006: bar = 0.27; break; case 1007: bar = 0.27; break; case 1008: bar = 0.27; break; case 1009: bar = 0.27; break; case 1010: bar = 0.27; break; case 1011: bar = 0.27; break; case 1012: bar = 0.27; break; case 1013: bar = 0.27; break; case 1014: bar = 0.26; break; case 1015: bar = 0.26; break; case 1016: bar = 0.26; break; case 1017: bar = 0.26; break; case 1018: bar = 0.26; break; case 1019: bar = 0.26; break; case 1020: bar = 0.26; break; case 1021: bar = 0.26; break; case 1022: bar = 0.26; break; case 1023: bar = 0.26; break; case 1024: bar = 0.25; break;
case 26: bar = 23.71; break; | case 26: bar = 23.71; break; case 27: bar = 22.99; break; case 28: bar = 22.32; break; case 29: bar = 21.69; break; case 30: bar = 21.1; break; case 31: bar = 20.54; break; case 32: bar = 20.02; break; case 33: bar = 19.52; break; case 34: bar = 19.04; break; case 35: bar = 18.59; break; case 36: bar = 18.16; break; case 37: bar = 17.76; break; case 38: bar = 17.37; break; case 39: bar = 17; break; case 40: bar = 16.64; break; case 41: bar = 16.3; break; case 42: bar = 15.98; break; case 43: bar = 15.67; break; case 44: bar = 15.37; break; case 45: bar = 15.08; break; case 46: bar = 14.81; break; case 47: bar = 14.54; break; case 48: bar = 14.28; break; case 49: bar = 14.04; break; case 50: bar = 13.8; break; case 51: bar = 13.57; break; case 52: bar = 13.35; break; case 53: bar = 13.13; break; case 54: bar = 12.93; break; case 55: bar = 12.73; break; case 56: bar = 12.53; break; case 57: bar = 12.34; break; case 58: bar = 12.16; break; case 59: bar = 11.98; break; case 60: bar = 11.81; break; case 61: bar = 11.65; break; case 62: bar = 11.48; break; case 63: bar = 11.33; break; case 64: bar = 11.17; break; case 65: bar = 11.02; break; case 66: bar = 10.88; break; case 67: bar = 10.74; break; case 68: bar = 10.6; break; case 69: bar = 10.47; break; case 70: bar = 10.34; break; case 71: bar = 10.21; break; case 72: bar = 10.09; break; case 73: bar = 9.97; break; case 74: bar = 9.85; break; case 75: bar = 9.73; break; case 76: bar = 9.62; break; case 77: bar = 9.51; break; case 78: bar = 9.4; break; case 79: bar = 9.3; break; case 80: bar = 9.19; break; case 81: bar = 9.09; break; case 82: bar = 9; break; case 83: bar = 8.9; break; case 84: bar = 8.81; break; case 85: bar = 8.71; break; case 86: bar = 8.62; break; case 87: bar = 8.53; break; case 88: bar = 8.45; break; case 89: bar = 8.36; break; case 90: bar = 8.28; break; case 91: bar = 8.2; break; case 92: bar = 8.12; break; case 93: bar = 8.04; break; case 94: bar = 7.96; break; case 95: bar = 7.89; break; case 96: bar = 7.81; break; case 97: bar = 7.74; break; case 98: bar = 7.67; break; case 99: bar = 7.6; break; case 100: bar = 7.53; break; case 101: bar = 7.46; break; case 102: bar = 7.4; break; case 103: bar = 7.33; break; case 104: bar = 7.27; break; case 105: bar = 7.2; break; case 106: bar = 7.14; break; case 107: bar = 7.08; break; case 108: bar = 7.02; break; case 109: bar = 6.96; break; case 110: bar = 6.9; break; case 111: bar = 6.85; break; case 112: bar = 6.79; break; case 113: bar = 6.74; break; case 114: bar = 6.68; break; case 115: bar = 6.63; break; case 116: bar = 6.57; break; case 117: bar = 6.52; break; case 118: bar = 6.47; break; case 119: bar = 6.42; break; case 120: bar = 6.37; break; case 121: bar = 6.32; break; case 122: bar = 6.27; break; case 123: bar = 6.23; break; case 124: bar = 6.18; break; case 125: bar = 6.13; break; case 126: bar = 6.09; break; case 127: bar = 6.04; break; case 128: bar = 6; break; case 129: bar = 5.95; break; case 130: bar = 5.91; break; case 131: bar = 5.87; break; case 132: bar = 5.83; break; case 133: bar = 5.79; break; case 134: bar = 5.75; break; case 135: bar = 5.71; break; case 136: bar = 5.67; break; case 137: bar = 5.63; break; case 138: bar = 5.59; break; case 139: bar = 5.55; break; case 140: bar = 5.51; break; case 141: bar = 5.47; break; case 142: bar = 5.44; break; case 143: bar = 5.4; break; case 144: bar = 5.37; break; case 145: bar = 5.33; break; case 146: bar = 5.3; break; case 147: bar = 5.26; break; case 148: bar = 5.23; break; case 149: bar = 5.19; break; case 150: bar = 5.16; break; case 151: bar = 5.13; break; case 152: bar = 5.09; break; case 153: bar = 5.06; break; case 154: bar = 5.03; break; case 155: bar = 5; break; case 156: bar = 4.97; break; case 157: bar = 4.94; break; case 158: bar = 4.91; break; case 159: bar = 4.88; break; case 160: bar = 4.85; break; case 161: bar = 4.82; break; case 162: bar = 4.79; break; case 163: bar = 4.76; break; case 164: bar = 4.73; break; case 165: bar = 4.7; break; case 166: bar = 4.68; break; case 167: bar = 4.65; break; case 168: bar = 4.62; break; case 169: bar = 4.59; break; case 170: bar = 4.57; break; case 171: bar = 4.54; break; case 172: bar = 4.52; break; case 173: bar = 4.49; break; case 174: bar = 4.46; break; case 175: bar = 4.44; break; case 176: bar = 4.41; break; case 177: bar = 4.39; break; case 178: bar = 4.36; break; case 179: bar = 4.34; break; case 180: bar = 4.32; break; case 181: bar = 4.29; break; case 182: bar = 4.27; break; case 183: bar = 4.25; break; case 184: bar = 4.22; break; case 185: bar = 4.2; break; case 186: bar = 4.18; break; case 187: bar = 4.15; break; case 188: bar = 4.13; break; case 189: bar = 4.11; break; case 190: bar = 4.09; break; case 191: bar = 4.07; break; case 192: bar = 4.05; break; case 193: bar = 4.02; break; case 194: bar = 4; break; case 195: bar = 3.98; break; case 196: bar = 3.96; break; case 197: bar = 3.94; break; case 198: bar = 3.92; break; case 199: bar = 3.9; break; case 200: bar = 3.88; break; case 201: bar = 3.86; break; case 202: bar = 3.84; break; case 203: bar = 3.82; break; case 204: bar = 3.8; break; case 205: bar = 3.78; break; case 206: bar = 3.77; break; case 207: bar = 3.75; break; case 208: bar = 3.73; break; case 209: bar = 3.71; break; case 210: bar = 3.69; break; case 211: bar = 3.67; break; case 212: bar = 3.66; break; case 213: bar = 3.64; break; case 214: bar = 3.62; break; case 215: bar = 3.6; break; case 216: bar = 3.59; break; case 217: bar = 3.57; break; case 218: bar = 3.55; break; case 219: bar = 3.53; break; case 220: bar = 3.52; break; case 221: bar = 3.5; break; case 222: bar = 3.48; break; case 223: bar = 3.47; break; case 224: bar = 3.45; break; case 225: bar = 3.44; break; case 226: bar = 3.42; break; case 227: bar = 3.4; break; case 228: bar = 3.39; break; case 229: bar = 3.37; break; case 230: bar = 3.36; break; case 231: bar = 3.34; break; case 232: bar = 3.33; break; case 233: bar = 3.31; break; case 234: bar = 3.3; break; case 235: bar = 3.28; break; case 236: bar = 3.27; break; case 237: bar = 3.25; break; case 238: bar = 3.24; break; case 239: bar = 3.22; break; case 240: bar = 3.21; break; case 241: bar = 3.19; break; case 242: bar = 3.18; break; case 243: bar = 3.17; break; case 244: bar = 3.15; break; case 245: bar = 3.14; break; case 246: bar = 3.12; break; case 247: bar = 3.11; break; case 248: bar = 3.1; break; case 249: bar = 3.08; break; case 250: bar = 3.07; break; case 251: bar = 3.06; break; case 252: bar = 3.04; break; case 253: bar = 3.03; break; case 254: bar = 3.02; break; case 255: bar = 3.01; break; case 256: bar = 2.99; break; case 257: bar = 2.98; break; case 258: bar = 2.97; break; case 259: bar = 2.96; break; case 260: bar = 2.94; break; case 261: bar = 2.93; break; case 262: bar = 2.92; break; case 263: bar = 2.91; break; case 264: bar = 2.89; break; case 265: bar = 2.88; break; case 266: bar = 2.87; break; case 267: bar = 2.86; break; case 268: bar = 2.85; break; case 269: bar = 2.83; break; case 270: bar = 2.82; break; case 271: bar = 2.81; break; case 272: bar = 2.8; break; case 273: bar = 2.79; break; case 274: bar = 2.78; break; case 275: bar = 2.77; break; case 276: bar = 2.76; break; case 277: bar = 2.74; break; case 278: bar = 2.73; break; case 279: bar = 2.72; break; case 280: bar = 2.71; break; case 281: bar = 2.7; break; case 282: bar = 2.69; break; case 283: bar = 2.68; break; case 284: bar = 2.67; break; case 285: bar = 2.66; break; case 286: bar = 2.65; break; case 287: bar = 2.64; break; case 288: bar = 2.63; break; case 289: bar = 2.62; break; case 290: bar = 2.61; break; case 291: bar = 2.6; break; case 292: bar = 2.59; break; case 293: bar = 2.58; break; case 294: bar = 2.57; break; case 295: bar = 2.56; break; case 296: bar = 2.55; break; case 297: bar = 2.54; break; case 298: bar = 2.53; break; case 299: bar = 2.52; break; case 300: bar = 2.51; break; case 301: bar = 2.5; break; case 302: bar = 2.49; break; case 303: bar = 2.48; break; case 304: bar = 2.47; break; case 305: bar = 2.46; break; case 306: bar = 2.45; break; case 307: bar = 2.44; break; case 308: bar = 2.43; break; case 309: bar = 2.42; break; case 310: bar = 2.41; break; case 311: bar = 2.41; break; case 312: bar = 2.4; break; case 313: bar = 2.39; break; case 314: bar = 2.38; break; case 315: bar = 2.37; break; case 316: bar = 2.36; break; case 317: bar = 2.35; break; case 318: bar = 2.34; break; case 319: bar = 2.34; break; case 320: bar = 2.33; break; case 321: bar = 2.32; break; case 322: bar = 2.31; break; case 323: bar = 2.3; break; case 324: bar = 2.29; break; case 325: bar = 2.28; break; case 326: bar = 2.28; break; case 327: bar = 2.27; break; case 328: bar = 2.26; break; case 329: bar = 2.25; break; case 330: bar = 2.24; break; case 331: bar = 2.24; break; case 332: bar = 2.23; break; case 333: bar = 2.22; break; case 334: bar = 2.21; break; case 335: bar = 2.2; break; case 336: bar = 2.2; break; case 337: bar = 2.19; break; case 338: bar = 2.18; break; case 339: bar = 2.17; break; case 340: bar = 2.17; break; case 341: bar = 2.16; break; case 342: bar = 2.15; break; case 343: bar = 2.14; break; case 344: bar = 2.13; break; case 345: bar = 2.13; break; case 346: bar = 2.12; break; case 347: bar = 2.11; break; case 348: bar = 2.11; break; case 349: bar = 2.1; break; case 350: bar = 2.09; break; case 351: bar = 2.08; break; case 352: bar = 2.08; break; case 353: bar = 2.07; break; case 354: bar = 2.06; break; case 355: bar = 2.05; break; case 356: bar = 2.05; break; case 357: bar = 2.04; break; case 358: bar = 2.03; break; case 359: bar = 2.03; break; case 360: bar = 2.02; break; case 361: bar = 2.01; break; case 362: bar = 2.01; break; case 363: bar = 2; break; case 364: bar = 1.99; break; case 365: bar = 1.99; break; case 366: bar = 1.98; break; case 367: bar = 1.97; break; case 368: bar = 1.97; break; case 369: bar = 1.96; break; case 370: bar = 1.95; break; case 371: bar = 1.95; break; case 372: bar = 1.94; break; case 373: bar = 1.93; break; case 374: bar = 1.93; break; case 375: bar = 1.92; break; case 376: bar = 1.91; break; case 377: bar = 1.91; break; case 378: bar = 1.9; break; case 379: bar = 1.89; break; case 380: bar = 1.89; break; case 381: bar = 1.88; break; case 382: bar = 1.88; break; case 383: bar = 1.87; break; case 384: bar = 1.86; break; case 385: bar = 1.86; break; case 386: bar = 1.85; break; case 387: bar = 1.85; break; case 388: bar = 1.84; break; case 389: bar = 1.83; break; case 390: bar = 1.83; break; case 391: bar = 1.82; break; case 392: bar = 1.82; break; case 393: bar = 1.81; break; case 394: bar = 1.8; break; case 395: bar = 1.8; break; case 396: bar = 1.79; break; case 397: bar = 1.79; break; case 398: bar = 1.78; break; case 399: bar = 1.77; break; case 400: bar = 1.77; break; case 401: bar = 1.76; break; case 402: bar = 1.76; break; case 403: bar = 1.75; break; case 404: bar = 1.75; break; case 405: bar = 1.74; break; case 406: bar = 1.73; break; case 407: bar = 1.73; break; case 408: bar = 1.72; break; case 409: bar = 1.72; break; case 410: bar = 1.71; break; case 411: bar = 1.71; break; case 412: bar = 1.7; break; case 413: bar = 1.7; break; case 414: bar = 1.69; break; case 415: bar = 1.69; break; case 416: bar = 1.68; break; case 417: bar = 1.67; break; case 418: bar = 1.67; break; case 419: bar = 1.66; break; case 420: bar = 1.66; break; case 421: bar = 1.65; break; case 422: bar = 1.65; break; case 423: bar = 1.64; break; case 424: bar = 1.64; break; case 425: bar = 1.63; break; case 426: bar = 1.63; break; case 427: bar = 1.62; break; case 428: bar = 1.62; break; case 429: bar = 1.61; break; case 430: bar = 1.61; break; case 431: bar = 1.6; break; case 432: bar = 1.6; break; case 433: bar = 1.59; break; case 434: bar = 1.59; break; case 435: bar = 1.58; break; case 436: bar = 1.58; break; case 437: bar = 1.57; break; case 438: bar = 1.57; break; case 439: bar = 1.56; break; case 440: bar = 1.56; break; case 441: bar = 1.55; break; case 442: bar = 1.55; break; case 443: bar = 1.54; break; case 444: bar = 1.54; break; case 445: bar = 1.53; break; case 446: bar = 1.53; break; case 447: bar = 1.53; break; case 448: bar = 1.52; break; case 449: bar = 1.52; break; case 450: bar = 1.51; break; case 451: bar = 1.51; break; case 452: bar = 1.5; break; case 453: bar = 1.5; break; case 454: bar = 1.49; break; case 455: bar = 1.49; break; case 456: bar = 1.48; break; case 457: bar = 1.48; break; case 458: bar = 1.47; break; case 459: bar = 1.47; break; case 460: bar = 1.47; break; case 461: bar = 1.46; break; case 462: bar = 1.46; break; case 463: bar = 1.45; break; case 464: bar = 1.45; break; case 465: bar = 1.44; break; case 466: bar = 1.44; break; case 467: bar = 1.44; break; case 468: bar = 1.43; break; case 469: bar = 1.43; break; case 470: bar = 1.42; break; case 471: bar = 1.42; break; case 472: bar = 1.41; break; case 473: bar = 1.41; break; case 474: bar = 1.41; break; case 475: bar = 1.4; break; case 476: bar = 1.4; break; case 477: bar = 1.39; break; case 478: bar = 1.39; break; case 479: bar = 1.38; break; case 480: bar = 1.38; break; case 481: bar = 1.38; break; case 482: bar = 1.37; break; case 483: bar = 1.37; break; case 484: bar = 1.36; break; case 485: bar = 1.36; break; case 486: bar = 1.36; break; case 487: bar = 1.35; break; case 488: bar = 1.35; break; case 489: bar = 1.34; break; case 490: bar = 1.34; break; case 491: bar = 1.34; break; case 492: bar = 1.33; break; case 493: bar = 1.33; break; case 494: bar = 1.32; break; case 495: bar = 1.32; break; case 496: bar = 1.32; break; case 497: bar = 1.31; break; case 498: bar = 1.31; break; case 499: bar = 1.3; break; case 500: bar = 1.3; break; case 501: bar = 1.3; break; case 502: bar = 1.29; break; case 503: bar = 1.29; break; case 504: bar = 1.29; break; case 505: bar = 1.28; break; case 506: bar = 1.28; break; case 507: bar = 1.27; break; case 508: bar = 1.27; break; case 509: bar = 1.27; break; case 510: bar = 1.26; break; case 511: bar = 1.26; break; case 512: bar = 1.26; break; case 513: bar = 1.25; break; case 514: bar = 1.25; break; case 515: bar = 1.24; break; case 516: bar = 1.24; break; case 517: bar = 1.24; break; case 518: bar = 1.23; break; case 519: bar = 1.23; break; case 520: bar = 1.23; break; case 521: bar = 1.22; break; case 522: bar = 1.22; break; case 523: bar = 1.22; break; case 524: bar = 1.21; break; case 525: bar = 1.21; break; case 526: bar = 1.21; break; case 527: bar = 1.2; break; case 528: bar = 1.2; break; case 529: bar = 1.2; break; case 530: bar = 1.19; break; case 531: bar = 1.19; break; case 532: bar = 1.18; break; case 533: bar = 1.18; break; case 534: bar = 1.18; break; case 535: bar = 1.17; break; case 536: bar = 1.17; break; case 537: bar = 1.17; break; case 538: bar = 1.16; break; case 539: bar = 1.16; break; case 540: bar = 1.16; break; case 541: bar = 1.15; break; case 542: bar = 1.15; break; case 543: bar = 1.15; break; case 544: bar = 1.14; break; case 545: bar = 1.14; break; case 546: bar = 1.14; break; case 547: bar = 1.13; break; case 548: bar = 1.13; break; case 549: bar = 1.13; break; case 550: bar = 1.12; break; case 551: bar = 1.12; break; case 552: bar = 1.12; break; case 553: bar = 1.12; break; case 554: bar = 1.11; break; case 555: bar = 1.11; break; case 556: bar = 1.11; break; case 557: bar = 1.1; break; case 558: bar = 1.1; break; case 559: bar = 1.1; break; case 560: bar = 1.09; break; case 561: bar = 1.09; break; case 562: bar = 1.09; break; case 563: bar = 1.08; break; case 564: bar = 1.08; break; case 565: bar = 1.08; break; case 566: bar = 1.07; break; case 567: bar = 1.07; break; case 568: bar = 1.07; break; case 569: bar = 1.07; break; case 570: bar = 1.06; break; case 571: bar = 1.06; break; case 572: bar = 1.06; break; case 573: bar = 1.05; break; case 574: bar = 1.05; break; case 575: bar = 1.05; break; case 576: bar = 1.04; break; case 577: bar = 1.04; break; case 578: bar = 1.04; break; case 579: bar = 1.04; break; case 580: bar = 1.03; break; case 581: bar = 1.03; break; case 582: bar = 1.03; break; case 583: bar = 1.02; break; case 584: bar = 1.02; break; case 585: bar = 1.02; break; case 586: bar = 1.02; break; case 587: bar = 1.01; break; case 588: bar = 1.01; break; case 589: bar = 1.01; break; case 590: bar = 1; break; case 591: bar = 1; break; case 592: bar = 1; break; case 593: bar = 1; break; case 594: bar = 0.99; break; case 595: bar = 0.99; break; case 596: bar = 0.99; break; case 597: bar = 0.98; break; case 598: bar = 0.98; break; case 599: bar = 0.98; break; case 600: bar = 0.98; break; case 601: bar = 0.97; break; case 602: bar = 0.97; break; case 603: bar = 0.97; break; case 604: bar = 0.96; break; case 605: bar = 0.96; break; case 606: bar = 0.96; break; case 607: bar = 0.96; break; case 608: bar = 0.95; break; case 609: bar = 0.95; break; case 610: bar = 0.95; break; case 611: bar = 0.95; break; case 612: bar = 0.94; break; case 613: bar = 0.94; break; case 614: bar = 0.94; break; case 615: bar = 0.94; break; case 616: bar = 0.93; break; case 617: bar = 0.93; break; case 618: bar = 0.93; break; case 619: bar = 0.92; break; case 620: bar = 0.92; break; case 621: bar = 0.92; break; case 622: bar = 0.92; break; case 623: bar = 0.91; break; case 624: bar = 0.91; break; case 625: bar = 0.91; break; case 626: bar = 0.91; break; case 627: bar = 0.9; break; case 628: bar = 0.9; break; case 629: bar = 0.9; break; case 630: bar = 0.9; break; case 631: bar = 0.89; break; case 632: bar = 0.89; break; case 633: bar = 0.89; break; case 634: bar = 0.89; break; case 635: bar = 0.88; break; case 636: bar = 0.88; break; case 637: bar = 0.88; break; case 638: bar = 0.88; break; case 639: bar = 0.87; break; case 640: bar = 0.87; break; case 641: bar = 0.87; break; case 642: bar = 0.87; break; case 643: bar = 0.86; break; case 644: bar = 0.86; break; case 645: bar = 0.86; break; case 646: bar = 0.86; break; case 647: bar = 0.85; break; case 648: bar = 0.85; break; case 649: bar = 0.85; break; case 650: bar = 0.85; break; case 651: bar = 0.84; break; case 652: bar = 0.84; break; case 653: bar = 0.84; break; case 654: bar = 0.84; break; case 655: bar = 0.84; break; case 656: bar = 0.83; break; case 657: bar = 0.83; break; case 658: bar = 0.83; break; case 659: bar = 0.83; break; case 660: bar = 0.82; break; case 661: bar = 0.82; break; case 662: bar = 0.82; break; case 663: bar = 0.82; break; case 664: bar = 0.81; break; case 665: bar = 0.81; break; case 666: bar = 0.81; break; case 667: bar = 0.81; break; case 668: bar = 0.81; break; case 669: bar = 0.8; break; case 670: bar = 0.8; break; case 671: bar = 0.8; break; case 672: bar = 0.8; break; case 673: bar = 0.79; break; case 674: bar = 0.79; break; case 675: bar = 0.79; break; case 676: bar = 0.79; break; case 677: bar = 0.78; break; case 678: bar = 0.78; break; case 679: bar = 0.78; break; case 680: bar = 0.78; break; case 681: bar = 0.78; break; case 682: bar = 0.77; break; case 683: bar = 0.77; break; case 684: bar = 0.77; break; case 685: bar = 0.77; break; case 686: bar = 0.77; break; case 687: bar = 0.76; break; case 688: bar = 0.76; break; case 689: bar = 0.76; break; case 690: bar = 0.76; break; case 691: bar = 0.75; break; case 692: bar = 0.75; break; case 693: bar = 0.75; break; case 694: bar = 0.75; break; case 695: bar = 0.75; break; case 696: bar = 0.74; break; case 697: bar = 0.74; break; case 698: bar = 0.74; break; case 699: bar = 0.74; break; case 700: bar = 0.74; break; case 701: bar = 0.73; break; case 702: bar = 0.73; break; case 703: bar = 0.73; break; case 704: bar = 0.73; break; case 705: bar = 0.72; break; case 706: bar = 0.72; break; case 707: bar = 0.72; break; case 708: bar = 0.72; break; case 709: bar = 0.72; break; case 710: bar = 0.71; break; case 711: bar = 0.71; break; case 712: bar = 0.71; break; case 713: bar = 0.71; break; case 714: bar = 0.71; break; case 715: bar = 0.7; break; case 716: bar = 0.7; break; case 717: bar = 0.7; break; case 718: bar = 0.7; break; case 719: bar = 0.7; break; case 720: bar = 0.69; break; case 721: bar = 0.69; break; case 722: bar = 0.69; break; case 723: bar = 0.69; break; case 724: bar = 0.69; break; case 725: bar = 0.68; break; case 726: bar = 0.68; break; case 727: bar = 0.68; break; case 728: bar = 0.68; break; case 729: bar = 0.68; break; case 730: bar = 0.67; break; case 731: bar = 0.67; break; case 732: bar = 0.67; break; case 733: bar = 0.67; break; case 734: bar = 0.67; break; case 735: bar = 0.67; break; case 736: bar = 0.66; break; case 737: bar = 0.66; break; case 738: bar = 0.66; break; case 739: bar = 0.66; break; case 740: bar = 0.66; break; case 741: bar = 0.65; break; case 742: bar = 0.65; break; case 743: bar = 0.65; break; case 744: bar = 0.65; break; case 745: bar = 0.65; break; case 746: bar = 0.64; break; case 747: bar = 0.64; break; case 748: bar = 0.64; break; case 749: bar = 0.64; break; case 750: bar = 0.64; break; case 751: bar = 0.64; break; case 752: bar = 0.63; break; case 753: bar = 0.63; break; case 754: bar = 0.63; break; case 755: bar = 0.63; break; case 756: bar = 0.63; break; case 757: bar = 0.62; break; case 758: bar = 0.62; break; case 759: bar = 0.62; break; case 760: bar = 0.62; break; case 761: bar = 0.62; break; case 762: bar = 0.61; break; case 763: bar = 0.61; break; case 764: bar = 0.61; break; case 765: bar = 0.61; break; case 766: bar = 0.61; break; case 767: bar = 0.61; break; case 768: bar = 0.6; break; case 769: bar = 0.6; break; case 770: bar = 0.6; break; case 771: bar = 0.6; break; case 772: bar = 0.6; break; case 773: bar = 0.6; break; case 774: bar = 0.59; break; case 775: bar = 0.59; break; case 776: bar = 0.59; break; case 777: bar = 0.59; break; case 778: bar = 0.59; break; case 779: bar = 0.59; break; case 780: bar = 0.58; break; case 781: bar = 0.58; break; case 782: bar = 0.58; break; case 783: bar = 0.58; break; case 784: bar = 0.58; break; case 785: bar = 0.57; break; case 786: bar = 0.57; break; case 787: bar = 0.57; break; case 788: bar = 0.57; break; case 789: bar = 0.57; break; case 790: bar = 0.57; break; case 791: bar = 0.56; break; case 792: bar = 0.56; break; case 793: bar = 0.56; break; case 794: bar = 0.56; break; case 795: bar = 0.56; break; case 796: bar = 0.56; break; case 797: bar = 0.55; break; case 798: bar = 0.55; break; case 799: bar = 0.55; break; case 800: bar = 0.55; break; case 801: bar = 0.55; break; case 802: bar = 0.55; break; case 803: bar = 0.54; break; case 804: bar = 0.54; break; case 805: bar = 0.54; break; case 806: bar = 0.54; break; case 807: bar = 0.54; break; case 808: bar = 0.54; break; case 809: bar = 0.53; break; case 810: bar = 0.53; break; case 811: bar = 0.53; break; case 812: bar = 0.53; break; case 813: bar = 0.53; break; case 814: bar = 0.53; break; case 815: bar = 0.53; break; case 816: bar = 0.52; break; case 817: bar = 0.52; break; case 818: bar = 0.52; break; case 819: bar = 0.52; break; case 820: bar = 0.52; break; case 821: bar = 0.52; break; case 822: bar = 0.51; break; case 823: bar = 0.51; break; case 824: bar = 0.51; break; case 825: bar = 0.51; break; case 826: bar = 0.51; break; case 827: bar = 0.51; break; case 828: bar = 0.5; break; case 829: bar = 0.5; break; case 830: bar = 0.5; break; case 831: bar = 0.5; break; case 832: bar = 0.5; break; case 833: bar = 0.5; break; case 834: bar = 0.5; break; case 835: bar = 0.49; break; case 836: bar = 0.49; break; case 837: bar = 0.49; break; case 838: bar = 0.49; break; case 839: bar = 0.49; break; case 840: bar = 0.49; break; case 841: bar = 0.48; break; case 842: bar = 0.48; break; case 843: bar = 0.48; break; case 844: bar = 0.48; break; case 845: bar = 0.48; break; case 846: bar = 0.48; break; case 847: bar = 0.48; break; case 848: bar = 0.47; break; case 849: bar = 0.47; break; case 850: bar = 0.47; break; case 851: bar = 0.47; break; case 852: bar = 0.47; break; case 853: bar = 0.47; break; case 854: bar = 0.47; break; case 855: bar = 0.46; break; case 856: bar = 0.46; break; case 857: bar = 0.46; break; case 858: bar = 0.46; break; case 859: bar = 0.46; break; case 860: bar = 0.46; break; case 861: bar = 0.46; break; case 862: bar = 0.45; break; case 863: bar = 0.45; break; case 864: bar = 0.45; break; case 865: bar = 0.45; break; case 866: bar = 0.45; break; case 867: bar = 0.45; break; case 868: bar = 0.45; break; case 869: bar = 0.44; break; case 870: bar = 0.44; break; case 871: bar = 0.44; break; case 872: bar = 0.44; break; case 873: bar = 0.44; break; case 874: bar = 0.44; break; case 875: bar = 0.44; break; case 876: bar = 0.43; break; case 877: bar = 0.43; break; case 878: bar = 0.43; break; case 879: bar = 0.43; break; case 880: bar = 0.43; break; case 881: bar = 0.43; break; case 882: bar = 0.43; break; case 883: bar = 0.42; break; case 884: bar = 0.42; break; case 885: bar = 0.42; break; case 886: bar = 0.42; break; case 887: bar = 0.42; break; case 888: bar = 0.42; break; case 889: bar = 0.42; break; case 890: bar = 0.41; break; case 891: bar = 0.41; break; case 892: bar = 0.41; break; case 893: bar = 0.41; break; case 894: bar = 0.41; break; case 895: bar = 0.41; break; case 896: bar = 0.41; break; case 897: bar = 0.41; break; case 898: bar = 0.4; break; case 899: bar = 0.4; break; case 900: bar = 0.4; break; case 901: bar = 0.4; break; case 902: bar = 0.4; break; case 903: bar = 0.4; break; case 904: bar = 0.4; break; case 905: bar = 0.39; break; case 906: bar = 0.39; break; case 907: bar = 0.39; break; case 908: bar = 0.39; break; case 909: bar = 0.39; break; case 910: bar = 0.39; break; case 911: bar = 0.39; break; case 912: bar = 0.39; break; case 913: bar = 0.38; break; case 914: bar = 0.38; break; case 915: bar = 0.38; break; case 916: bar = 0.38; break; case 917: bar = 0.38; break; case 918: bar = 0.38; break; case 919: bar = 0.38; break; case 920: bar = 0.38; break; case 921: bar = 0.37; break; case 922: bar = 0.37; break; case 923: bar = 0.37; break; case 924: bar = 0.37; break; case 925: bar = 0.37; break; case 926: bar = 0.37; break; case 927: bar = 0.37; break; case 928: bar = 0.37; break; case 929: bar = 0.36; break; case 930: bar = 0.36; break; case 931: bar = 0.36; break; case 932: bar = 0.36; break; case 933: bar = 0.36; break; case 934: bar = 0.36; break; case 935: bar = 0.36; break; case 936: bar = 0.36; break; case 937: bar = 0.35; break; case 938: bar = 0.35; break; case 939: bar = 0.35; break; case 940: bar = 0.35; break; case 941: bar = 0.35; break; case 942: bar = 0.35; break; case 943: bar = 0.35; break; case 944: bar = 0.35; break; case 945: bar = 0.34; break; case 946: bar = 0.34; break; case 947: bar = 0.34; break; case 948: bar = 0.34; break; case 949: bar = 0.34; break; case 950: bar = 0.34; break; case 951: bar = 0.34; break; case 952: bar = 0.34; break; case 953: bar = 0.33; break; case 954: bar = 0.33; break; case 955: bar = 0.33; break; case 956: bar = 0.33; break; case 957: bar = 0.33; break; case 958: bar = 0.33; break; case 959: bar = 0.33; break; case 960: bar = 0.33; break; case 961: bar = 0.32; break; case 962: bar = 0.32; break; case 963: bar = 0.32; break; case 964: bar = 0.32; break; case 965: bar = 0.32; break; case 966: bar = 0.32; break; case 967: bar = 0.32; break; case 968: bar = 0.32; break; case 969: bar = 0.32; break; case 970: bar = 0.31; break; case 971: bar = 0.31; break; case 972: bar = 0.31; break; case 973: bar = 0.31; break; case 974: bar = 0.31; break; case 975: bar = 0.31; break; case 976: bar = 0.31; break; case 977: bar = 0.31; break; case 978: bar = 0.3; break; case 979: bar = 0.3; break; case 980: bar = 0.3; break; case 981: bar = 0.3; break; case 982: bar = 0.3; break; case 983: bar = 0.3; break; case 984: bar = 0.3; break; case 985: bar = 0.3; break; case 986: bar = 0.3; break; case 987: bar = 0.29; break; case 988: bar = 0.29; break; case 989: bar = 0.29; break; case 990: bar = 0.29; break; case 991: bar = 0.29; break; case 992: bar = 0.29; break; case 993: bar = 0.29; break; case 994: bar = 0.29; break; case 995: bar = 0.29; break; case 996: bar = 0.28; break; case 997: bar = 0.28; break; case 998: bar = 0.28; break; case 999: bar = 0.28; break; case 1000: bar = 0.28; break; case 1001: bar = 0.28; break; case 1002: bar = 0.28; break; case 1003: bar = 0.28; break; case 1004: bar = 0.28; break; case 1005: bar = 0.27; break; case 1006: bar = 0.27; break; case 1007: bar = 0.27; break; case 1008: bar = 0.27; break; case 1009: bar = 0.27; break; case 1010: bar = 0.27; break; case 1011: bar = 0.27; break; case 1012: bar = 0.27; break; case 1013: bar = 0.27; break; case 1014: bar = 0.26; break; case 1015: bar = 0.26; break; case 1016: bar = 0.26; break; case 1017: bar = 0.26; break; case 1018: bar = 0.26; break; case 1019: bar = 0.26; break; case 1020: bar = 0.26; break; case 1021: bar = 0.26; break; case 1022: bar = 0.26; break; case 1023: bar = 0.26; break; case 1024: bar = 0.25; break;
case 27: bar = 22.99; break; | case 27: bar = 22.99; break; case 28: bar = 22.32; break; case 29: bar = 21.69; break; case 30: bar = 21.1; break; case 31: bar = 20.54; break; case 32: bar = 20.02; break; case 33: bar = 19.52; break; case 34: bar = 19.04; break; case 35: bar = 18.59; break; case 36: bar = 18.16; break; case 37: bar = 17.76; break; case 38: bar = 17.37; break; case 39: bar = 17; break; case 40: bar = 16.64; break; case 41: bar = 16.3; break; case 42: bar = 15.98; break; case 43: bar = 15.67; break; case 44: bar = 15.37; break; case 45: bar = 15.08; break; case 46: bar = 14.81; break; case 47: bar = 14.54; break; case 48: bar = 14.28; break; case 49: bar = 14.04; break; case 50: bar = 13.8; break; case 51: bar = 13.57; break; case 52: bar = 13.35; break; case 53: bar = 13.13; break; case 54: bar = 12.93; break; case 55: bar = 12.73; break; case 56: bar = 12.53; break; case 57: bar = 12.34; break; case 58: bar = 12.16; break; case 59: bar = 11.98; break; case 60: bar = 11.81; break; case 61: bar = 11.65; break; case 62: bar = 11.48; break; case 63: bar = 11.33; break; case 64: bar = 11.17; break; case 65: bar = 11.02; break; case 66: bar = 10.88; break; case 67: bar = 10.74; break; case 68: bar = 10.6; break; case 69: bar = 10.47; break; case 70: bar = 10.34; break; case 71: bar = 10.21; break; case 72: bar = 10.09; break; case 73: bar = 9.97; break; case 74: bar = 9.85; break; case 75: bar = 9.73; break; case 76: bar = 9.62; break; case 77: bar = 9.51; break; case 78: bar = 9.4; break; case 79: bar = 9.3; break; case 80: bar = 9.19; break; case 81: bar = 9.09; break; case 82: bar = 9; break; case 83: bar = 8.9; break; case 84: bar = 8.81; break; case 85: bar = 8.71; break; case 86: bar = 8.62; break; case 87: bar = 8.53; break; case 88: bar = 8.45; break; case 89: bar = 8.36; break; case 90: bar = 8.28; break; case 91: bar = 8.2; break; case 92: bar = 8.12; break; case 93: bar = 8.04; break; case 94: bar = 7.96; break; case 95: bar = 7.89; break; case 96: bar = 7.81; break; case 97: bar = 7.74; break; case 98: bar = 7.67; break; case 99: bar = 7.6; break; case 100: bar = 7.53; break; case 101: bar = 7.46; break; case 102: bar = 7.4; break; case 103: bar = 7.33; break; case 104: bar = 7.27; break; case 105: bar = 7.2; break; case 106: bar = 7.14; break; case 107: bar = 7.08; break; case 108: bar = 7.02; break; case 109: bar = 6.96; break; case 110: bar = 6.9; break; case 111: bar = 6.85; break; case 112: bar = 6.79; break; case 113: bar = 6.74; break; case 114: bar = 6.68; break; case 115: bar = 6.63; break; case 116: bar = 6.57; break; case 117: bar = 6.52; break; case 118: bar = 6.47; break; case 119: bar = 6.42; break; case 120: bar = 6.37; break; case 121: bar = 6.32; break; case 122: bar = 6.27; break; case 123: bar = 6.23; break; case 124: bar = 6.18; break; case 125: bar = 6.13; break; case 126: bar = 6.09; break; case 127: bar = 6.04; break; case 128: bar = 6; break; case 129: bar = 5.95; break; case 130: bar = 5.91; break; case 131: bar = 5.87; break; case 132: bar = 5.83; break; case 133: bar = 5.79; break; case 134: bar = 5.75; break; case 135: bar = 5.71; break; case 136: bar = 5.67; break; case 137: bar = 5.63; break; case 138: bar = 5.59; break; case 139: bar = 5.55; break; case 140: bar = 5.51; break; case 141: bar = 5.47; break; case 142: bar = 5.44; break; case 143: bar = 5.4; break; case 144: bar = 5.37; break; case 145: bar = 5.33; break; case 146: bar = 5.3; break; case 147: bar = 5.26; break; case 148: bar = 5.23; break; case 149: bar = 5.19; break; case 150: bar = 5.16; break; case 151: bar = 5.13; break; case 152: bar = 5.09; break; case 153: bar = 5.06; break; case 154: bar = 5.03; break; case 155: bar = 5; break; case 156: bar = 4.97; break; case 157: bar = 4.94; break; case 158: bar = 4.91; break; case 159: bar = 4.88; break; case 160: bar = 4.85; break; case 161: bar = 4.82; break; case 162: bar = 4.79; break; case 163: bar = 4.76; break; case 164: bar = 4.73; break; case 165: bar = 4.7; break; case 166: bar = 4.68; break; case 167: bar = 4.65; break; case 168: bar = 4.62; break; case 169: bar = 4.59; break; case 170: bar = 4.57; break; case 171: bar = 4.54; break; case 172: bar = 4.52; break; case 173: bar = 4.49; break; case 174: bar = 4.46; break; case 175: bar = 4.44; break; case 176: bar = 4.41; break; case 177: bar = 4.39; break; case 178: bar = 4.36; break; case 179: bar = 4.34; break; case 180: bar = 4.32; break; case 181: bar = 4.29; break; case 182: bar = 4.27; break; case 183: bar = 4.25; break; case 184: bar = 4.22; break; case 185: bar = 4.2; break; case 186: bar = 4.18; break; case 187: bar = 4.15; break; case 188: bar = 4.13; break; case 189: bar = 4.11; break; case 190: bar = 4.09; break; case 191: bar = 4.07; break; case 192: bar = 4.05; break; case 193: bar = 4.02; break; case 194: bar = 4; break; case 195: bar = 3.98; break; case 196: bar = 3.96; break; case 197: bar = 3.94; break; case 198: bar = 3.92; break; case 199: bar = 3.9; break; case 200: bar = 3.88; break; case 201: bar = 3.86; break; case 202: bar = 3.84; break; case 203: bar = 3.82; break; case 204: bar = 3.8; break; case 205: bar = 3.78; break; case 206: bar = 3.77; break; case 207: bar = 3.75; break; case 208: bar = 3.73; break; case 209: bar = 3.71; break; case 210: bar = 3.69; break; case 211: bar = 3.67; break; case 212: bar = 3.66; break; case 213: bar = 3.64; break; case 214: bar = 3.62; break; case 215: bar = 3.6; break; case 216: bar = 3.59; break; case 217: bar = 3.57; break; case 218: bar = 3.55; break; case 219: bar = 3.53; break; case 220: bar = 3.52; break; case 221: bar = 3.5; break; case 222: bar = 3.48; break; case 223: bar = 3.47; break; case 224: bar = 3.45; break; case 225: bar = 3.44; break; case 226: bar = 3.42; break; case 227: bar = 3.4; break; case 228: bar = 3.39; break; case 229: bar = 3.37; break; case 230: bar = 3.36; break; case 231: bar = 3.34; break; case 232: bar = 3.33; break; case 233: bar = 3.31; break; case 234: bar = 3.3; break; case 235: bar = 3.28; break; case 236: bar = 3.27; break; case 237: bar = 3.25; break; case 238: bar = 3.24; break; case 239: bar = 3.22; break; case 240: bar = 3.21; break; case 241: bar = 3.19; break; case 242: bar = 3.18; break; case 243: bar = 3.17; break; case 244: bar = 3.15; break; case 245: bar = 3.14; break; case 246: bar = 3.12; break; case 247: bar = 3.11; break; case 248: bar = 3.1; break; case 249: bar = 3.08; break; case 250: bar = 3.07; break; case 251: bar = 3.06; break; case 252: bar = 3.04; break; case 253: bar = 3.03; break; case 254: bar = 3.02; break; case 255: bar = 3.01; break; case 256: bar = 2.99; break; case 257: bar = 2.98; break; case 258: bar = 2.97; break; case 259: bar = 2.96; break; case 260: bar = 2.94; break; case 261: bar = 2.93; break; case 262: bar = 2.92; break; case 263: bar = 2.91; break; case 264: bar = 2.89; break; case 265: bar = 2.88; break; case 266: bar = 2.87; break; case 267: bar = 2.86; break; case 268: bar = 2.85; break; case 269: bar = 2.83; break; case 270: bar = 2.82; break; case 271: bar = 2.81; break; case 272: bar = 2.8; break; case 273: bar = 2.79; break; case 274: bar = 2.78; break; case 275: bar = 2.77; break; case 276: bar = 2.76; break; case 277: bar = 2.74; break; case 278: bar = 2.73; break; case 279: bar = 2.72; break; case 280: bar = 2.71; break; case 281: bar = 2.7; break; case 282: bar = 2.69; break; case 283: bar = 2.68; break; case 284: bar = 2.67; break; case 285: bar = 2.66; break; case 286: bar = 2.65; break; case 287: bar = 2.64; break; case 288: bar = 2.63; break; case 289: bar = 2.62; break; case 290: bar = 2.61; break; case 291: bar = 2.6; break; case 292: bar = 2.59; break; case 293: bar = 2.58; break; case 294: bar = 2.57; break; case 295: bar = 2.56; break; case 296: bar = 2.55; break; case 297: bar = 2.54; break; case 298: bar = 2.53; break; case 299: bar = 2.52; break; case 300: bar = 2.51; break; case 301: bar = 2.5; break; case 302: bar = 2.49; break; case 303: bar = 2.48; break; case 304: bar = 2.47; break; case 305: bar = 2.46; break; case 306: bar = 2.45; break; case 307: bar = 2.44; break; case 308: bar = 2.43; break; case 309: bar = 2.42; break; case 310: bar = 2.41; break; case 311: bar = 2.41; break; case 312: bar = 2.4; break; case 313: bar = 2.39; break; case 314: bar = 2.38; break; case 315: bar = 2.37; break; case 316: bar = 2.36; break; case 317: bar = 2.35; break; case 318: bar = 2.34; break; case 319: bar = 2.34; break; case 320: bar = 2.33; break; case 321: bar = 2.32; break; case 322: bar = 2.31; break; case 323: bar = 2.3; break; case 324: bar = 2.29; break; case 325: bar = 2.28; break; case 326: bar = 2.28; break; case 327: bar = 2.27; break; case 328: bar = 2.26; break; case 329: bar = 2.25; break; case 330: bar = 2.24; break; case 331: bar = 2.24; break; case 332: bar = 2.23; break; case 333: bar = 2.22; break; case 334: bar = 2.21; break; case 335: bar = 2.2; break; case 336: bar = 2.2; break; case 337: bar = 2.19; break; case 338: bar = 2.18; break; case 339: bar = 2.17; break; case 340: bar = 2.17; break; case 341: bar = 2.16; break; case 342: bar = 2.15; break; case 343: bar = 2.14; break; case 344: bar = 2.13; break; case 345: bar = 2.13; break; case 346: bar = 2.12; break; case 347: bar = 2.11; break; case 348: bar = 2.11; break; case 349: bar = 2.1; break; case 350: bar = 2.09; break; case 351: bar = 2.08; break; case 352: bar = 2.08; break; case 353: bar = 2.07; break; case 354: bar = 2.06; break; case 355: bar = 2.05; break; case 356: bar = 2.05; break; case 357: bar = 2.04; break; case 358: bar = 2.03; break; case 359: bar = 2.03; break; case 360: bar = 2.02; break; case 361: bar = 2.01; break; case 362: bar = 2.01; break; case 363: bar = 2; break; case 364: bar = 1.99; break; case 365: bar = 1.99; break; case 366: bar = 1.98; break; case 367: bar = 1.97; break; case 368: bar = 1.97; break; case 369: bar = 1.96; break; case 370: bar = 1.95; break; case 371: bar = 1.95; break; case 372: bar = 1.94; break; case 373: bar = 1.93; break; case 374: bar = 1.93; break; case 375: bar = 1.92; break; case 376: bar = 1.91; break; case 377: bar = 1.91; break; case 378: bar = 1.9; break; case 379: bar = 1.89; break; case 380: bar = 1.89; break; case 381: bar = 1.88; break; case 382: bar = 1.88; break; case 383: bar = 1.87; break; case 384: bar = 1.86; break; case 385: bar = 1.86; break; case 386: bar = 1.85; break; case 387: bar = 1.85; break; case 388: bar = 1.84; break; case 389: bar = 1.83; break; case 390: bar = 1.83; break; case 391: bar = 1.82; break; case 392: bar = 1.82; break; case 393: bar = 1.81; break; case 394: bar = 1.8; break; case 395: bar = 1.8; break; case 396: bar = 1.79; break; case 397: bar = 1.79; break; case 398: bar = 1.78; break; case 399: bar = 1.77; break; case 400: bar = 1.77; break; case 401: bar = 1.76; break; case 402: bar = 1.76; break; case 403: bar = 1.75; break; case 404: bar = 1.75; break; case 405: bar = 1.74; break; case 406: bar = 1.73; break; case 407: bar = 1.73; break; case 408: bar = 1.72; break; case 409: bar = 1.72; break; case 410: bar = 1.71; break; case 411: bar = 1.71; break; case 412: bar = 1.7; break; case 413: bar = 1.7; break; case 414: bar = 1.69; break; case 415: bar = 1.69; break; case 416: bar = 1.68; break; case 417: bar = 1.67; break; case 418: bar = 1.67; break; case 419: bar = 1.66; break; case 420: bar = 1.66; break; case 421: bar = 1.65; break; case 422: bar = 1.65; break; case 423: bar = 1.64; break; case 424: bar = 1.64; break; case 425: bar = 1.63; break; case 426: bar = 1.63; break; case 427: bar = 1.62; break; case 428: bar = 1.62; break; case 429: bar = 1.61; break; case 430: bar = 1.61; break; case 431: bar = 1.6; break; case 432: bar = 1.6; break; case 433: bar = 1.59; break; case 434: bar = 1.59; break; case 435: bar = 1.58; break; case 436: bar = 1.58; break; case 437: bar = 1.57; break; case 438: bar = 1.57; break; case 439: bar = 1.56; break; case 440: bar = 1.56; break; case 441: bar = 1.55; break; case 442: bar = 1.55; break; case 443: bar = 1.54; break; case 444: bar = 1.54; break; case 445: bar = 1.53; break; case 446: bar = 1.53; break; case 447: bar = 1.53; break; case 448: bar = 1.52; break; case 449: bar = 1.52; break; case 450: bar = 1.51; break; case 451: bar = 1.51; break; case 452: bar = 1.5; break; case 453: bar = 1.5; break; case 454: bar = 1.49; break; case 455: bar = 1.49; break; case 456: bar = 1.48; break; case 457: bar = 1.48; break; case 458: bar = 1.47; break; case 459: bar = 1.47; break; case 460: bar = 1.47; break; case 461: bar = 1.46; break; case 462: bar = 1.46; break; case 463: bar = 1.45; break; case 464: bar = 1.45; break; case 465: bar = 1.44; break; case 466: bar = 1.44; break; case 467: bar = 1.44; break; case 468: bar = 1.43; break; case 469: bar = 1.43; break; case 470: bar = 1.42; break; case 471: bar = 1.42; break; case 472: bar = 1.41; break; case 473: bar = 1.41; break; case 474: bar = 1.41; break; case 475: bar = 1.4; break; case 476: bar = 1.4; break; case 477: bar = 1.39; break; case 478: bar = 1.39; break; case 479: bar = 1.38; break; case 480: bar = 1.38; break; case 481: bar = 1.38; break; case 482: bar = 1.37; break; case 483: bar = 1.37; break; case 484: bar = 1.36; break; case 485: bar = 1.36; break; case 486: bar = 1.36; break; case 487: bar = 1.35; break; case 488: bar = 1.35; break; case 489: bar = 1.34; break; case 490: bar = 1.34; break; case 491: bar = 1.34; break; case 492: bar = 1.33; break; case 493: bar = 1.33; break; case 494: bar = 1.32; break; case 495: bar = 1.32; break; case 496: bar = 1.32; break; case 497: bar = 1.31; break; case 498: bar = 1.31; break; case 499: bar = 1.3; break; case 500: bar = 1.3; break; case 501: bar = 1.3; break; case 502: bar = 1.29; break; case 503: bar = 1.29; break; case 504: bar = 1.29; break; case 505: bar = 1.28; break; case 506: bar = 1.28; break; case 507: bar = 1.27; break; case 508: bar = 1.27; break; case 509: bar = 1.27; break; case 510: bar = 1.26; break; case 511: bar = 1.26; break; case 512: bar = 1.26; break; case 513: bar = 1.25; break; case 514: bar = 1.25; break; case 515: bar = 1.24; break; case 516: bar = 1.24; break; case 517: bar = 1.24; break; case 518: bar = 1.23; break; case 519: bar = 1.23; break; case 520: bar = 1.23; break; case 521: bar = 1.22; break; case 522: bar = 1.22; break; case 523: bar = 1.22; break; case 524: bar = 1.21; break; case 525: bar = 1.21; break; case 526: bar = 1.21; break; case 527: bar = 1.2; break; case 528: bar = 1.2; break; case 529: bar = 1.2; break; case 530: bar = 1.19; break; case 531: bar = 1.19; break; case 532: bar = 1.18; break; case 533: bar = 1.18; break; case 534: bar = 1.18; break; case 535: bar = 1.17; break; case 536: bar = 1.17; break; case 537: bar = 1.17; break; case 538: bar = 1.16; break; case 539: bar = 1.16; break; case 540: bar = 1.16; break; case 541: bar = 1.15; break; case 542: bar = 1.15; break; case 543: bar = 1.15; break; case 544: bar = 1.14; break; case 545: bar = 1.14; break; case 546: bar = 1.14; break; case 547: bar = 1.13; break; case 548: bar = 1.13; break; case 549: bar = 1.13; break; case 550: bar = 1.12; break; case 551: bar = 1.12; break; case 552: bar = 1.12; break; case 553: bar = 1.12; break; case 554: bar = 1.11; break; case 555: bar = 1.11; break; case 556: bar = 1.11; break; case 557: bar = 1.1; break; case 558: bar = 1.1; break; case 559: bar = 1.1; break; case 560: bar = 1.09; break; case 561: bar = 1.09; break; case 562: bar = 1.09; break; case 563: bar = 1.08; break; case 564: bar = 1.08; break; case 565: bar = 1.08; break; case 566: bar = 1.07; break; case 567: bar = 1.07; break; case 568: bar = 1.07; break; case 569: bar = 1.07; break; case 570: bar = 1.06; break; case 571: bar = 1.06; break; case 572: bar = 1.06; break; case 573: bar = 1.05; break; case 574: bar = 1.05; break; case 575: bar = 1.05; break; case 576: bar = 1.04; break; case 577: bar = 1.04; break; case 578: bar = 1.04; break; case 579: bar = 1.04; break; case 580: bar = 1.03; break; case 581: bar = 1.03; break; case 582: bar = 1.03; break; case 583: bar = 1.02; break; case 584: bar = 1.02; break; case 585: bar = 1.02; break; case 586: bar = 1.02; break; case 587: bar = 1.01; break; case 588: bar = 1.01; break; case 589: bar = 1.01; break; case 590: bar = 1; break; case 591: bar = 1; break; case 592: bar = 1; break; case 593: bar = 1; break; case 594: bar = 0.99; break; case 595: bar = 0.99; break; case 596: bar = 0.99; break; case 597: bar = 0.98; break; case 598: bar = 0.98; break; case 599: bar = 0.98; break; case 600: bar = 0.98; break; case 601: bar = 0.97; break; case 602: bar = 0.97; break; case 603: bar = 0.97; break; case 604: bar = 0.96; break; case 605: bar = 0.96; break; case 606: bar = 0.96; break; case 607: bar = 0.96; break; case 608: bar = 0.95; break; case 609: bar = 0.95; break; case 610: bar = 0.95; break; case 611: bar = 0.95; break; case 612: bar = 0.94; break; case 613: bar = 0.94; break; case 614: bar = 0.94; break; case 615: bar = 0.94; break; case 616: bar = 0.93; break; case 617: bar = 0.93; break; case 618: bar = 0.93; break; case 619: bar = 0.92; break; case 620: bar = 0.92; break; case 621: bar = 0.92; break; case 622: bar = 0.92; break; case 623: bar = 0.91; break; case 624: bar = 0.91; break; case 625: bar = 0.91; break; case 626: bar = 0.91; break; case 627: bar = 0.9; break; case 628: bar = 0.9; break; case 629: bar = 0.9; break; case 630: bar = 0.9; break; case 631: bar = 0.89; break; case 632: bar = 0.89; break; case 633: bar = 0.89; break; case 634: bar = 0.89; break; case 635: bar = 0.88; break; case 636: bar = 0.88; break; case 637: bar = 0.88; break; case 638: bar = 0.88; break; case 639: bar = 0.87; break; case 640: bar = 0.87; break; case 641: bar = 0.87; break; case 642: bar = 0.87; break; case 643: bar = 0.86; break; case 644: bar = 0.86; break; case 645: bar = 0.86; break; case 646: bar = 0.86; break; case 647: bar = 0.85; break; case 648: bar = 0.85; break; case 649: bar = 0.85; break; case 650: bar = 0.85; break; case 651: bar = 0.84; break; case 652: bar = 0.84; break; case 653: bar = 0.84; break; case 654: bar = 0.84; break; case 655: bar = 0.84; break; case 656: bar = 0.83; break; case 657: bar = 0.83; break; case 658: bar = 0.83; break; case 659: bar = 0.83; break; case 660: bar = 0.82; break; case 661: bar = 0.82; break; case 662: bar = 0.82; break; case 663: bar = 0.82; break; case 664: bar = 0.81; break; case 665: bar = 0.81; break; case 666: bar = 0.81; break; case 667: bar = 0.81; break; case 668: bar = 0.81; break; case 669: bar = 0.8; break; case 670: bar = 0.8; break; case 671: bar = 0.8; break; case 672: bar = 0.8; break; case 673: bar = 0.79; break; case 674: bar = 0.79; break; case 675: bar = 0.79; break; case 676: bar = 0.79; break; case 677: bar = 0.78; break; case 678: bar = 0.78; break; case 679: bar = 0.78; break; case 680: bar = 0.78; break; case 681: bar = 0.78; break; case 682: bar = 0.77; break; case 683: bar = 0.77; break; case 684: bar = 0.77; break; case 685: bar = 0.77; break; case 686: bar = 0.77; break; case 687: bar = 0.76; break; case 688: bar = 0.76; break; case 689: bar = 0.76; break; case 690: bar = 0.76; break; case 691: bar = 0.75; break; case 692: bar = 0.75; break; case 693: bar = 0.75; break; case 694: bar = 0.75; break; case 695: bar = 0.75; break; case 696: bar = 0.74; break; case 697: bar = 0.74; break; case 698: bar = 0.74; break; case 699: bar = 0.74; break; case 700: bar = 0.74; break; case 701: bar = 0.73; break; case 702: bar = 0.73; break; case 703: bar = 0.73; break; case 704: bar = 0.73; break; case 705: bar = 0.72; break; case 706: bar = 0.72; break; case 707: bar = 0.72; break; case 708: bar = 0.72; break; case 709: bar = 0.72; break; case 710: bar = 0.71; break; case 711: bar = 0.71; break; case 712: bar = 0.71; break; case 713: bar = 0.71; break; case 714: bar = 0.71; break; case 715: bar = 0.7; break; case 716: bar = 0.7; break; case 717: bar = 0.7; break; case 718: bar = 0.7; break; case 719: bar = 0.7; break; case 720: bar = 0.69; break; case 721: bar = 0.69; break; case 722: bar = 0.69; break; case 723: bar = 0.69; break; case 724: bar = 0.69; break; case 725: bar = 0.68; break; case 726: bar = 0.68; break; case 727: bar = 0.68; break; case 728: bar = 0.68; break; case 729: bar = 0.68; break; case 730: bar = 0.67; break; case 731: bar = 0.67; break; case 732: bar = 0.67; break; case 733: bar = 0.67; break; case 734: bar = 0.67; break; case 735: bar = 0.67; break; case 736: bar = 0.66; break; case 737: bar = 0.66; break; case 738: bar = 0.66; break; case 739: bar = 0.66; break; case 740: bar = 0.66; break; case 741: bar = 0.65; break; case 742: bar = 0.65; break; case 743: bar = 0.65; break; case 744: bar = 0.65; break; case 745: bar = 0.65; break; case 746: bar = 0.64; break; case 747: bar = 0.64; break; case 748: bar = 0.64; break; case 749: bar = 0.64; break; case 750: bar = 0.64; break; case 751: bar = 0.64; break; case 752: bar = 0.63; break; case 753: bar = 0.63; break; case 754: bar = 0.63; break; case 755: bar = 0.63; break; case 756: bar = 0.63; break; case 757: bar = 0.62; break; case 758: bar = 0.62; break; case 759: bar = 0.62; break; case 760: bar = 0.62; break; case 761: bar = 0.62; break; case 762: bar = 0.61; break; case 763: bar = 0.61; break; case 764: bar = 0.61; break; case 765: bar = 0.61; break; case 766: bar = 0.61; break; case 767: bar = 0.61; break; case 768: bar = 0.6; break; case 769: bar = 0.6; break; case 770: bar = 0.6; break; case 771: bar = 0.6; break; case 772: bar = 0.6; break; case 773: bar = 0.6; break; case 774: bar = 0.59; break; case 775: bar = 0.59; break; case 776: bar = 0.59; break; case 777: bar = 0.59; break; case 778: bar = 0.59; break; case 779: bar = 0.59; break; case 780: bar = 0.58; break; case 781: bar = 0.58; break; case 782: bar = 0.58; break; case 783: bar = 0.58; break; case 784: bar = 0.58; break; case 785: bar = 0.57; break; case 786: bar = 0.57; break; case 787: bar = 0.57; break; case 788: bar = 0.57; break; case 789: bar = 0.57; break; case 790: bar = 0.57; break; case 791: bar = 0.56; break; case 792: bar = 0.56; break; case 793: bar = 0.56; break; case 794: bar = 0.56; break; case 795: bar = 0.56; break; case 796: bar = 0.56; break; case 797: bar = 0.55; break; case 798: bar = 0.55; break; case 799: bar = 0.55; break; case 800: bar = 0.55; break; case 801: bar = 0.55; break; case 802: bar = 0.55; break; case 803: bar = 0.54; break; case 804: bar = 0.54; break; case 805: bar = 0.54; break; case 806: bar = 0.54; break; case 807: bar = 0.54; break; case 808: bar = 0.54; break; case 809: bar = 0.53; break; case 810: bar = 0.53; break; case 811: bar = 0.53; break; case 812: bar = 0.53; break; case 813: bar = 0.53; break; case 814: bar = 0.53; break; case 815: bar = 0.53; break; case 816: bar = 0.52; break; case 817: bar = 0.52; break; case 818: bar = 0.52; break; case 819: bar = 0.52; break; case 820: bar = 0.52; break; case 821: bar = 0.52; break; case 822: bar = 0.51; break; case 823: bar = 0.51; break; case 824: bar = 0.51; break; case 825: bar = 0.51; break; case 826: bar = 0.51; break; case 827: bar = 0.51; break; case 828: bar = 0.5; break; case 829: bar = 0.5; break; case 830: bar = 0.5; break; case 831: bar = 0.5; break; case 832: bar = 0.5; break; case 833: bar = 0.5; break; case 834: bar = 0.5; break; case 835: bar = 0.49; break; case 836: bar = 0.49; break; case 837: bar = 0.49; break; case 838: bar = 0.49; break; case 839: bar = 0.49; break; case 840: bar = 0.49; break; case 841: bar = 0.48; break; case 842: bar = 0.48; break; case 843: bar = 0.48; break; case 844: bar = 0.48; break; case 845: bar = 0.48; break; case 846: bar = 0.48; break; case 847: bar = 0.48; break; case 848: bar = 0.47; break; case 849: bar = 0.47; break; case 850: bar = 0.47; break; case 851: bar = 0.47; break; case 852: bar = 0.47; break; case 853: bar = 0.47; break; case 854: bar = 0.47; break; case 855: bar = 0.46; break; case 856: bar = 0.46; break; case 857: bar = 0.46; break; case 858: bar = 0.46; break; case 859: bar = 0.46; break; case 860: bar = 0.46; break; case 861: bar = 0.46; break; case 862: bar = 0.45; break; case 863: bar = 0.45; break; case 864: bar = 0.45; break; case 865: bar = 0.45; break; case 866: bar = 0.45; break; case 867: bar = 0.45; break; case 868: bar = 0.45; break; case 869: bar = 0.44; break; case 870: bar = 0.44; break; case 871: bar = 0.44; break; case 872: bar = 0.44; break; case 873: bar = 0.44; break; case 874: bar = 0.44; break; case 875: bar = 0.44; break; case 876: bar = 0.43; break; case 877: bar = 0.43; break; case 878: bar = 0.43; break; case 879: bar = 0.43; break; case 880: bar = 0.43; break; case 881: bar = 0.43; break; case 882: bar = 0.43; break; case 883: bar = 0.42; break; case 884: bar = 0.42; break; case 885: bar = 0.42; break; case 886: bar = 0.42; break; case 887: bar = 0.42; break; case 888: bar = 0.42; break; case 889: bar = 0.42; break; case 890: bar = 0.41; break; case 891: bar = 0.41; break; case 892: bar = 0.41; break; case 893: bar = 0.41; break; case 894: bar = 0.41; break; case 895: bar = 0.41; break; case 896: bar = 0.41; break; case 897: bar = 0.41; break; case 898: bar = 0.4; break; case 899: bar = 0.4; break; case 900: bar = 0.4; break; case 901: bar = 0.4; break; case 902: bar = 0.4; break; case 903: bar = 0.4; break; case 904: bar = 0.4; break; case 905: bar = 0.39; break; case 906: bar = 0.39; break; case 907: bar = 0.39; break; case 908: bar = 0.39; break; case 909: bar = 0.39; break; case 910: bar = 0.39; break; case 911: bar = 0.39; break; case 912: bar = 0.39; break; case 913: bar = 0.38; break; case 914: bar = 0.38; break; case 915: bar = 0.38; break; case 916: bar = 0.38; break; case 917: bar = 0.38; break; case 918: bar = 0.38; break; case 919: bar = 0.38; break; case 920: bar = 0.38; break; case 921: bar = 0.37; break; case 922: bar = 0.37; break; case 923: bar = 0.37; break; case 924: bar = 0.37; break; case 925: bar = 0.37; break; case 926: bar = 0.37; break; case 927: bar = 0.37; break; case 928: bar = 0.37; break; case 929: bar = 0.36; break; case 930: bar = 0.36; break; case 931: bar = 0.36; break; case 932: bar = 0.36; break; case 933: bar = 0.36; break; case 934: bar = 0.36; break; case 935: bar = 0.36; break; case 936: bar = 0.36; break; case 937: bar = 0.35; break; case 938: bar = 0.35; break; case 939: bar = 0.35; break; case 940: bar = 0.35; break; case 941: bar = 0.35; break; case 942: bar = 0.35; break; case 943: bar = 0.35; break; case 944: bar = 0.35; break; case 945: bar = 0.34; break; case 946: bar = 0.34; break; case 947: bar = 0.34; break; case 948: bar = 0.34; break; case 949: bar = 0.34; break; case 950: bar = 0.34; break; case 951: bar = 0.34; break; case 952: bar = 0.34; break; case 953: bar = 0.33; break; case 954: bar = 0.33; break; case 955: bar = 0.33; break; case 956: bar = 0.33; break; case 957: bar = 0.33; break; case 958: bar = 0.33; break; case 959: bar = 0.33; break; case 960: bar = 0.33; break; case 961: bar = 0.32; break; case 962: bar = 0.32; break; case 963: bar = 0.32; break; case 964: bar = 0.32; break; case 965: bar = 0.32; break; case 966: bar = 0.32; break; case 967: bar = 0.32; break; case 968: bar = 0.32; break; case 969: bar = 0.32; break; case 970: bar = 0.31; break; case 971: bar = 0.31; break; case 972: bar = 0.31; break; case 973: bar = 0.31; break; case 974: bar = 0.31; break; case 975: bar = 0.31; break; case 976: bar = 0.31; break; case 977: bar = 0.31; break; case 978: bar = 0.3; break; case 979: bar = 0.3; break; case 980: bar = 0.3; break; case 981: bar = 0.3; break; case 982: bar = 0.3; break; case 983: bar = 0.3; break; case 984: bar = 0.3; break; case 985: bar = 0.3; break; case 986: bar = 0.3; break; case 987: bar = 0.29; break; case 988: bar = 0.29; break; case 989: bar = 0.29; break; case 990: bar = 0.29; break; case 991: bar = 0.29; break; case 992: bar = 0.29; break; case 993: bar = 0.29; break; case 994: bar = 0.29; break; case 995: bar = 0.29; break; case 996: bar = 0.28; break; case 997: bar = 0.28; break; case 998: bar = 0.28; break; case 999: bar = 0.28; break; case 1000: bar = 0.28; break; case 1001: bar = 0.28; break; case 1002: bar = 0.28; break; case 1003: bar = 0.28; break; case 1004: bar = 0.28; break; case 1005: bar = 0.27; break; case 1006: bar = 0.27; break; case 1007: bar = 0.27; break; case 1008: bar = 0.27; break; case 1009: bar = 0.27; break; case 1010: bar = 0.27; break; case 1011: bar = 0.27; break; case 1012: bar = 0.27; break; case 1013: bar = 0.27; break; case 1014: bar = 0.26; break; case 1015: bar = 0.26; break; case 1016: bar = 0.26; break; case 1017: bar = 0.26; break; case 1018: bar = 0.26; break; case 1019: bar = 0.26; break; case 1020: bar = 0.26; break; case 1021: bar = 0.26; break; case 1022: bar = 0.26; break; case 1023: bar = 0.26; break; case 1024: bar = 0.25; break;
case 28: bar = 22.32; break; | case 28: bar = 22.32; break; case 29: bar = 21.69; break; case 30: bar = 21.1; break; case 31: bar = 20.54; break; case 32: bar = 20.02; break; case 33: bar = 19.52; break; case 34: bar = 19.04; break; case 35: bar = 18.59; break; case 36: bar = 18.16; break; case 37: bar = 17.76; break; case 38: bar = 17.37; break; case 39: bar = 17; break; case 40: bar = 16.64; break; case 41: bar = 16.3; break; case 42: bar = 15.98; break; case 43: bar = 15.67; break; case 44: bar = 15.37; break; case 45: bar = 15.08; break; case 46: bar = 14.81; break; case 47: bar = 14.54; break; case 48: bar = 14.28; break; case 49: bar = 14.04; break; case 50: bar = 13.8; break; case 51: bar = 13.57; break; case 52: bar = 13.35; break; case 53: bar = 13.13; break; case 54: bar = 12.93; break; case 55: bar = 12.73; break; case 56: bar = 12.53; break; case 57: bar = 12.34; break; case 58: bar = 12.16; break; case 59: bar = 11.98; break; case 60: bar = 11.81; break; case 61: bar = 11.65; break; case 62: bar = 11.48; break; case 63: bar = 11.33; break; case 64: bar = 11.17; break; case 65: bar = 11.02; break; case 66: bar = 10.88; break; case 67: bar = 10.74; break; case 68: bar = 10.6; break; case 69: bar = 10.47; break; case 70: bar = 10.34; break; case 71: bar = 10.21; break; case 72: bar = 10.09; break; case 73: bar = 9.97; break; case 74: bar = 9.85; break; case 75: bar = 9.73; break; case 76: bar = 9.62; break; case 77: bar = 9.51; break; case 78: bar = 9.4; break; case 79: bar = 9.3; break; case 80: bar = 9.19; break; case 81: bar = 9.09; break; case 82: bar = 9; break; case 83: bar = 8.9; break; case 84: bar = 8.81; break; case 85: bar = 8.71; break; case 86: bar = 8.62; break; case 87: bar = 8.53; break; case 88: bar = 8.45; break; case 89: bar = 8.36; break; case 90: bar = 8.28; break; case 91: bar = 8.2; break; case 92: bar = 8.12; break; case 93: bar = 8.04; break; case 94: bar = 7.96; break; case 95: bar = 7.89; break; case 96: bar = 7.81; break; case 97: bar = 7.74; break; case 98: bar = 7.67; break; case 99: bar = 7.6; break; case 100: bar = 7.53; break; case 101: bar = 7.46; break; case 102: bar = 7.4; break; case 103: bar = 7.33; break; case 104: bar = 7.27; break; case 105: bar = 7.2; break; case 106: bar = 7.14; break; case 107: bar = 7.08; break; case 108: bar = 7.02; break; case 109: bar = 6.96; break; case 110: bar = 6.9; break; case 111: bar = 6.85; break; case 112: bar = 6.79; break; case 113: bar = 6.74; break; case 114: bar = 6.68; break; case 115: bar = 6.63; break; case 116: bar = 6.57; break; case 117: bar = 6.52; break; case 118: bar = 6.47; break; case 119: bar = 6.42; break; case 120: bar = 6.37; break; case 121: bar = 6.32; break; case 122: bar = 6.27; break; case 123: bar = 6.23; break; case 124: bar = 6.18; break; case 125: bar = 6.13; break; case 126: bar = 6.09; break; case 127: bar = 6.04; break; case 128: bar = 6; break; case 129: bar = 5.95; break; case 130: bar = 5.91; break; case 131: bar = 5.87; break; case 132: bar = 5.83; break; case 133: bar = 5.79; break; case 134: bar = 5.75; break; case 135: bar = 5.71; break; case 136: bar = 5.67; break; case 137: bar = 5.63; break; case 138: bar = 5.59; break; case 139: bar = 5.55; break; case 140: bar = 5.51; break; case 141: bar = 5.47; break; case 142: bar = 5.44; break; case 143: bar = 5.4; break; case 144: bar = 5.37; break; case 145: bar = 5.33; break; case 146: bar = 5.3; break; case 147: bar = 5.26; break; case 148: bar = 5.23; break; case 149: bar = 5.19; break; case 150: bar = 5.16; break; case 151: bar = 5.13; break; case 152: bar = 5.09; break; case 153: bar = 5.06; break; case 154: bar = 5.03; break; case 155: bar = 5; break; case 156: bar = 4.97; break; case 157: bar = 4.94; break; case 158: bar = 4.91; break; case 159: bar = 4.88; break; case 160: bar = 4.85; break; case 161: bar = 4.82; break; case 162: bar = 4.79; break; case 163: bar = 4.76; break; case 164: bar = 4.73; break; case 165: bar = 4.7; break; case 166: bar = 4.68; break; case 167: bar = 4.65; break; case 168: bar = 4.62; break; case 169: bar = 4.59; break; case 170: bar = 4.57; break; case 171: bar = 4.54; break; case 172: bar = 4.52; break; case 173: bar = 4.49; break; case 174: bar = 4.46; break; case 175: bar = 4.44; break; case 176: bar = 4.41; break; case 177: bar = 4.39; break; case 178: bar = 4.36; break; case 179: bar = 4.34; break; case 180: bar = 4.32; break; case 181: bar = 4.29; break; case 182: bar = 4.27; break; case 183: bar = 4.25; break; case 184: bar = 4.22; break; case 185: bar = 4.2; break; case 186: bar = 4.18; break; case 187: bar = 4.15; break; case 188: bar = 4.13; break; case 189: bar = 4.11; break; case 190: bar = 4.09; break; case 191: bar = 4.07; break; case 192: bar = 4.05; break; case 193: bar = 4.02; break; case 194: bar = 4; break; case 195: bar = 3.98; break; case 196: bar = 3.96; break; case 197: bar = 3.94; break; case 198: bar = 3.92; break; case 199: bar = 3.9; break; case 200: bar = 3.88; break; case 201: bar = 3.86; break; case 202: bar = 3.84; break; case 203: bar = 3.82; break; case 204: bar = 3.8; break; case 205: bar = 3.78; break; case 206: bar = 3.77; break; case 207: bar = 3.75; break; case 208: bar = 3.73; break; case 209: bar = 3.71; break; case 210: bar = 3.69; break; case 211: bar = 3.67; break; case 212: bar = 3.66; break; case 213: bar = 3.64; break; case 214: bar = 3.62; break; case 215: bar = 3.6; break; case 216: bar = 3.59; break; case 217: bar = 3.57; break; case 218: bar = 3.55; break; case 219: bar = 3.53; break; case 220: bar = 3.52; break; case 221: bar = 3.5; break; case 222: bar = 3.48; break; case 223: bar = 3.47; break; case 224: bar = 3.45; break; case 225: bar = 3.44; break; case 226: bar = 3.42; break; case 227: bar = 3.4; break; case 228: bar = 3.39; break; case 229: bar = 3.37; break; case 230: bar = 3.36; break; case 231: bar = 3.34; break; case 232: bar = 3.33; break; case 233: bar = 3.31; break; case 234: bar = 3.3; break; case 235: bar = 3.28; break; case 236: bar = 3.27; break; case 237: bar = 3.25; break; case 238: bar = 3.24; break; case 239: bar = 3.22; break; case 240: bar = 3.21; break; case 241: bar = 3.19; break; case 242: bar = 3.18; break; case 243: bar = 3.17; break; case 244: bar = 3.15; break; case 245: bar = 3.14; break; case 246: bar = 3.12; break; case 247: bar = 3.11; break; case 248: bar = 3.1; break; case 249: bar = 3.08; break; case 250: bar = 3.07; break; case 251: bar = 3.06; break; case 252: bar = 3.04; break; case 253: bar = 3.03; break; case 254: bar = 3.02; break; case 255: bar = 3.01; break; case 256: bar = 2.99; break; case 257: bar = 2.98; break; case 258: bar = 2.97; break; case 259: bar = 2.96; break; case 260: bar = 2.94; break; case 261: bar = 2.93; break; case 262: bar = 2.92; break; case 263: bar = 2.91; break; case 264: bar = 2.89; break; case 265: bar = 2.88; break; case 266: bar = 2.87; break; case 267: bar = 2.86; break; case 268: bar = 2.85; break; case 269: bar = 2.83; break; case 270: bar = 2.82; break; case 271: bar = 2.81; break; case 272: bar = 2.8; break; case 273: bar = 2.79; break; case 274: bar = 2.78; break; case 275: bar = 2.77; break; case 276: bar = 2.76; break; case 277: bar = 2.74; break; case 278: bar = 2.73; break; case 279: bar = 2.72; break; case 280: bar = 2.71; break; case 281: bar = 2.7; break; case 282: bar = 2.69; break; case 283: bar = 2.68; break; case 284: bar = 2.67; break; case 285: bar = 2.66; break; case 286: bar = 2.65; break; case 287: bar = 2.64; break; case 288: bar = 2.63; break; case 289: bar = 2.62; break; case 290: bar = 2.61; break; case 291: bar = 2.6; break; case 292: bar = 2.59; break; case 293: bar = 2.58; break; case 294: bar = 2.57; break; case 295: bar = 2.56; break; case 296: bar = 2.55; break; case 297: bar = 2.54; break; case 298: bar = 2.53; break; case 299: bar = 2.52; break; case 300: bar = 2.51; break; case 301: bar = 2.5; break; case 302: bar = 2.49; break; case 303: bar = 2.48; break; case 304: bar = 2.47; break; case 305: bar = 2.46; break; case 306: bar = 2.45; break; case 307: bar = 2.44; break; case 308: bar = 2.43; break; case 309: bar = 2.42; break; case 310: bar = 2.41; break; case 311: bar = 2.41; break; case 312: bar = 2.4; break; case 313: bar = 2.39; break; case 314: bar = 2.38; break; case 315: bar = 2.37; break; case 316: bar = 2.36; break; case 317: bar = 2.35; break; case 318: bar = 2.34; break; case 319: bar = 2.34; break; case 320: bar = 2.33; break; case 321: bar = 2.32; break; case 322: bar = 2.31; break; case 323: bar = 2.3; break; case 324: bar = 2.29; break; case 325: bar = 2.28; break; case 326: bar = 2.28; break; case 327: bar = 2.27; break; case 328: bar = 2.26; break; case 329: bar = 2.25; break; case 330: bar = 2.24; break; case 331: bar = 2.24; break; case 332: bar = 2.23; break; case 333: bar = 2.22; break; case 334: bar = 2.21; break; case 335: bar = 2.2; break; case 336: bar = 2.2; break; case 337: bar = 2.19; break; case 338: bar = 2.18; break; case 339: bar = 2.17; break; case 340: bar = 2.17; break; case 341: bar = 2.16; break; case 342: bar = 2.15; break; case 343: bar = 2.14; break; case 344: bar = 2.13; break; case 345: bar = 2.13; break; case 346: bar = 2.12; break; case 347: bar = 2.11; break; case 348: bar = 2.11; break; case 349: bar = 2.1; break; case 350: bar = 2.09; break; case 351: bar = 2.08; break; case 352: bar = 2.08; break; case 353: bar = 2.07; break; case 354: bar = 2.06; break; case 355: bar = 2.05; break; case 356: bar = 2.05; break; case 357: bar = 2.04; break; case 358: bar = 2.03; break; case 359: bar = 2.03; break; case 360: bar = 2.02; break; case 361: bar = 2.01; break; case 362: bar = 2.01; break; case 363: bar = 2; break; case 364: bar = 1.99; break; case 365: bar = 1.99; break; case 366: bar = 1.98; break; case 367: bar = 1.97; break; case 368: bar = 1.97; break; case 369: bar = 1.96; break; case 370: bar = 1.95; break; case 371: bar = 1.95; break; case 372: bar = 1.94; break; case 373: bar = 1.93; break; case 374: bar = 1.93; break; case 375: bar = 1.92; break; case 376: bar = 1.91; break; case 377: bar = 1.91; break; case 378: bar = 1.9; break; case 379: bar = 1.89; break; case 380: bar = 1.89; break; case 381: bar = 1.88; break; case 382: bar = 1.88; break; case 383: bar = 1.87; break; case 384: bar = 1.86; break; case 385: bar = 1.86; break; case 386: bar = 1.85; break; case 387: bar = 1.85; break; case 388: bar = 1.84; break; case 389: bar = 1.83; break; case 390: bar = 1.83; break; case 391: bar = 1.82; break; case 392: bar = 1.82; break; case 393: bar = 1.81; break; case 394: bar = 1.8; break; case 395: bar = 1.8; break; case 396: bar = 1.79; break; case 397: bar = 1.79; break; case 398: bar = 1.78; break; case 399: bar = 1.77; break; case 400: bar = 1.77; break; case 401: bar = 1.76; break; case 402: bar = 1.76; break; case 403: bar = 1.75; break; case 404: bar = 1.75; break; case 405: bar = 1.74; break; case 406: bar = 1.73; break; case 407: bar = 1.73; break; case 408: bar = 1.72; break; case 409: bar = 1.72; break; case 410: bar = 1.71; break; case 411: bar = 1.71; break; case 412: bar = 1.7; break; case 413: bar = 1.7; break; case 414: bar = 1.69; break; case 415: bar = 1.69; break; case 416: bar = 1.68; break; case 417: bar = 1.67; break; case 418: bar = 1.67; break; case 419: bar = 1.66; break; case 420: bar = 1.66; break; case 421: bar = 1.65; break; case 422: bar = 1.65; break; case 423: bar = 1.64; break; case 424: bar = 1.64; break; case 425: bar = 1.63; break; case 426: bar = 1.63; break; case 427: bar = 1.62; break; case 428: bar = 1.62; break; case 429: bar = 1.61; break; case 430: bar = 1.61; break; case 431: bar = 1.6; break; case 432: bar = 1.6; break; case 433: bar = 1.59; break; case 434: bar = 1.59; break; case 435: bar = 1.58; break; case 436: bar = 1.58; break; case 437: bar = 1.57; break; case 438: bar = 1.57; break; case 439: bar = 1.56; break; case 440: bar = 1.56; break; case 441: bar = 1.55; break; case 442: bar = 1.55; break; case 443: bar = 1.54; break; case 444: bar = 1.54; break; case 445: bar = 1.53; break; case 446: bar = 1.53; break; case 447: bar = 1.53; break; case 448: bar = 1.52; break; case 449: bar = 1.52; break; case 450: bar = 1.51; break; case 451: bar = 1.51; break; case 452: bar = 1.5; break; case 453: bar = 1.5; break; case 454: bar = 1.49; break; case 455: bar = 1.49; break; case 456: bar = 1.48; break; case 457: bar = 1.48; break; case 458: bar = 1.47; break; case 459: bar = 1.47; break; case 460: bar = 1.47; break; case 461: bar = 1.46; break; case 462: bar = 1.46; break; case 463: bar = 1.45; break; case 464: bar = 1.45; break; case 465: bar = 1.44; break; case 466: bar = 1.44; break; case 467: bar = 1.44; break; case 468: bar = 1.43; break; case 469: bar = 1.43; break; case 470: bar = 1.42; break; case 471: bar = 1.42; break; case 472: bar = 1.41; break; case 473: bar = 1.41; break; case 474: bar = 1.41; break; case 475: bar = 1.4; break; case 476: bar = 1.4; break; case 477: bar = 1.39; break; case 478: bar = 1.39; break; case 479: bar = 1.38; break; case 480: bar = 1.38; break; case 481: bar = 1.38; break; case 482: bar = 1.37; break; case 483: bar = 1.37; break; case 484: bar = 1.36; break; case 485: bar = 1.36; break; case 486: bar = 1.36; break; case 487: bar = 1.35; break; case 488: bar = 1.35; break; case 489: bar = 1.34; break; case 490: bar = 1.34; break; case 491: bar = 1.34; break; case 492: bar = 1.33; break; case 493: bar = 1.33; break; case 494: bar = 1.32; break; case 495: bar = 1.32; break; case 496: bar = 1.32; break; case 497: bar = 1.31; break; case 498: bar = 1.31; break; case 499: bar = 1.3; break; case 500: bar = 1.3; break; case 501: bar = 1.3; break; case 502: bar = 1.29; break; case 503: bar = 1.29; break; case 504: bar = 1.29; break; case 505: bar = 1.28; break; case 506: bar = 1.28; break; case 507: bar = 1.27; break; case 508: bar = 1.27; break; case 509: bar = 1.27; break; case 510: bar = 1.26; break; case 511: bar = 1.26; break; case 512: bar = 1.26; break; case 513: bar = 1.25; break; case 514: bar = 1.25; break; case 515: bar = 1.24; break; case 516: bar = 1.24; break; case 517: bar = 1.24; break; case 518: bar = 1.23; break; case 519: bar = 1.23; break; case 520: bar = 1.23; break; case 521: bar = 1.22; break; case 522: bar = 1.22; break; case 523: bar = 1.22; break; case 524: bar = 1.21; break; case 525: bar = 1.21; break; case 526: bar = 1.21; break; case 527: bar = 1.2; break; case 528: bar = 1.2; break; case 529: bar = 1.2; break; case 530: bar = 1.19; break; case 531: bar = 1.19; break; case 532: bar = 1.18; break; case 533: bar = 1.18; break; case 534: bar = 1.18; break; case 535: bar = 1.17; break; case 536: bar = 1.17; break; case 537: bar = 1.17; break; case 538: bar = 1.16; break; case 539: bar = 1.16; break; case 540: bar = 1.16; break; case 541: bar = 1.15; break; case 542: bar = 1.15; break; case 543: bar = 1.15; break; case 544: bar = 1.14; break; case 545: bar = 1.14; break; case 546: bar = 1.14; break; case 547: bar = 1.13; break; case 548: bar = 1.13; break; case 549: bar = 1.13; break; case 550: bar = 1.12; break; case 551: bar = 1.12; break; case 552: bar = 1.12; break; case 553: bar = 1.12; break; case 554: bar = 1.11; break; case 555: bar = 1.11; break; case 556: bar = 1.11; break; case 557: bar = 1.1; break; case 558: bar = 1.1; break; case 559: bar = 1.1; break; case 560: bar = 1.09; break; case 561: bar = 1.09; break; case 562: bar = 1.09; break; case 563: bar = 1.08; break; case 564: bar = 1.08; break; case 565: bar = 1.08; break; case 566: bar = 1.07; break; case 567: bar = 1.07; break; case 568: bar = 1.07; break; case 569: bar = 1.07; break; case 570: bar = 1.06; break; case 571: bar = 1.06; break; case 572: bar = 1.06; break; case 573: bar = 1.05; break; case 574: bar = 1.05; break; case 575: bar = 1.05; break; case 576: bar = 1.04; break; case 577: bar = 1.04; break; case 578: bar = 1.04; break; case 579: bar = 1.04; break; case 580: bar = 1.03; break; case 581: bar = 1.03; break; case 582: bar = 1.03; break; case 583: bar = 1.02; break; case 584: bar = 1.02; break; case 585: bar = 1.02; break; case 586: bar = 1.02; break; case 587: bar = 1.01; break; case 588: bar = 1.01; break; case 589: bar = 1.01; break; case 590: bar = 1; break; case 591: bar = 1; break; case 592: bar = 1; break; case 593: bar = 1; break; case 594: bar = 0.99; break; case 595: bar = 0.99; break; case 596: bar = 0.99; break; case 597: bar = 0.98; break; case 598: bar = 0.98; break; case 599: bar = 0.98; break; case 600: bar = 0.98; break; case 601: bar = 0.97; break; case 602: bar = 0.97; break; case 603: bar = 0.97; break; case 604: bar = 0.96; break; case 605: bar = 0.96; break; case 606: bar = 0.96; break; case 607: bar = 0.96; break; case 608: bar = 0.95; break; case 609: bar = 0.95; break; case 610: bar = 0.95; break; case 611: bar = 0.95; break; case 612: bar = 0.94; break; case 613: bar = 0.94; break; case 614: bar = 0.94; break; case 615: bar = 0.94; break; case 616: bar = 0.93; break; case 617: bar = 0.93; break; case 618: bar = 0.93; break; case 619: bar = 0.92; break; case 620: bar = 0.92; break; case 621: bar = 0.92; break; case 622: bar = 0.92; break; case 623: bar = 0.91; break; case 624: bar = 0.91; break; case 625: bar = 0.91; break; case 626: bar = 0.91; break; case 627: bar = 0.9; break; case 628: bar = 0.9; break; case 629: bar = 0.9; break; case 630: bar = 0.9; break; case 631: bar = 0.89; break; case 632: bar = 0.89; break; case 633: bar = 0.89; break; case 634: bar = 0.89; break; case 635: bar = 0.88; break; case 636: bar = 0.88; break; case 637: bar = 0.88; break; case 638: bar = 0.88; break; case 639: bar = 0.87; break; case 640: bar = 0.87; break; case 641: bar = 0.87; break; case 642: bar = 0.87; break; case 643: bar = 0.86; break; case 644: bar = 0.86; break; case 645: bar = 0.86; break; case 646: bar = 0.86; break; case 647: bar = 0.85; break; case 648: bar = 0.85; break; case 649: bar = 0.85; break; case 650: bar = 0.85; break; case 651: bar = 0.84; break; case 652: bar = 0.84; break; case 653: bar = 0.84; break; case 654: bar = 0.84; break; case 655: bar = 0.84; break; case 656: bar = 0.83; break; case 657: bar = 0.83; break; case 658: bar = 0.83; break; case 659: bar = 0.83; break; case 660: bar = 0.82; break; case 661: bar = 0.82; break; case 662: bar = 0.82; break; case 663: bar = 0.82; break; case 664: bar = 0.81; break; case 665: bar = 0.81; break; case 666: bar = 0.81; break; case 667: bar = 0.81; break; case 668: bar = 0.81; break; case 669: bar = 0.8; break; case 670: bar = 0.8; break; case 671: bar = 0.8; break; case 672: bar = 0.8; break; case 673: bar = 0.79; break; case 674: bar = 0.79; break; case 675: bar = 0.79; break; case 676: bar = 0.79; break; case 677: bar = 0.78; break; case 678: bar = 0.78; break; case 679: bar = 0.78; break; case 680: bar = 0.78; break; case 681: bar = 0.78; break; case 682: bar = 0.77; break; case 683: bar = 0.77; break; case 684: bar = 0.77; break; case 685: bar = 0.77; break; case 686: bar = 0.77; break; case 687: bar = 0.76; break; case 688: bar = 0.76; break; case 689: bar = 0.76; break; case 690: bar = 0.76; break; case 691: bar = 0.75; break; case 692: bar = 0.75; break; case 693: bar = 0.75; break; case 694: bar = 0.75; break; case 695: bar = 0.75; break; case 696: bar = 0.74; break; case 697: bar = 0.74; break; case 698: bar = 0.74; break; case 699: bar = 0.74; break; case 700: bar = 0.74; break; case 701: bar = 0.73; break; case 702: bar = 0.73; break; case 703: bar = 0.73; break; case 704: bar = 0.73; break; case 705: bar = 0.72; break; case 706: bar = 0.72; break; case 707: bar = 0.72; break; case 708: bar = 0.72; break; case 709: bar = 0.72; break; case 710: bar = 0.71; break; case 711: bar = 0.71; break; case 712: bar = 0.71; break; case 713: bar = 0.71; break; case 714: bar = 0.71; break; case 715: bar = 0.7; break; case 716: bar = 0.7; break; case 717: bar = 0.7; break; case 718: bar = 0.7; break; case 719: bar = 0.7; break; case 720: bar = 0.69; break; case 721: bar = 0.69; break; case 722: bar = 0.69; break; case 723: bar = 0.69; break; case 724: bar = 0.69; break; case 725: bar = 0.68; break; case 726: bar = 0.68; break; case 727: bar = 0.68; break; case 728: bar = 0.68; break; case 729: bar = 0.68; break; case 730: bar = 0.67; break; case 731: bar = 0.67; break; case 732: bar = 0.67; break; case 733: bar = 0.67; break; case 734: bar = 0.67; break; case 735: bar = 0.67; break; case 736: bar = 0.66; break; case 737: bar = 0.66; break; case 738: bar = 0.66; break; case 739: bar = 0.66; break; case 740: bar = 0.66; break; case 741: bar = 0.65; break; case 742: bar = 0.65; break; case 743: bar = 0.65; break; case 744: bar = 0.65; break; case 745: bar = 0.65; break; case 746: bar = 0.64; break; case 747: bar = 0.64; break; case 748: bar = 0.64; break; case 749: bar = 0.64; break; case 750: bar = 0.64; break; case 751: bar = 0.64; break; case 752: bar = 0.63; break; case 753: bar = 0.63; break; case 754: bar = 0.63; break; case 755: bar = 0.63; break; case 756: bar = 0.63; break; case 757: bar = 0.62; break; case 758: bar = 0.62; break; case 759: bar = 0.62; break; case 760: bar = 0.62; break; case 761: bar = 0.62; break; case 762: bar = 0.61; break; case 763: bar = 0.61; break; case 764: bar = 0.61; break; case 765: bar = 0.61; break; case 766: bar = 0.61; break; case 767: bar = 0.61; break; case 768: bar = 0.6; break; case 769: bar = 0.6; break; case 770: bar = 0.6; break; case 771: bar = 0.6; break; case 772: bar = 0.6; break; case 773: bar = 0.6; break; case 774: bar = 0.59; break; case 775: bar = 0.59; break; case 776: bar = 0.59; break; case 777: bar = 0.59; break; case 778: bar = 0.59; break; case 779: bar = 0.59; break; case 780: bar = 0.58; break; case 781: bar = 0.58; break; case 782: bar = 0.58; break; case 783: bar = 0.58; break; case 784: bar = 0.58; break; case 785: bar = 0.57; break; case 786: bar = 0.57; break; case 787: bar = 0.57; break; case 788: bar = 0.57; break; case 789: bar = 0.57; break; case 790: bar = 0.57; break; case 791: bar = 0.56; break; case 792: bar = 0.56; break; case 793: bar = 0.56; break; case 794: bar = 0.56; break; case 795: bar = 0.56; break; case 796: bar = 0.56; break; case 797: bar = 0.55; break; case 798: bar = 0.55; break; case 799: bar = 0.55; break; case 800: bar = 0.55; break; case 801: bar = 0.55; break; case 802: bar = 0.55; break; case 803: bar = 0.54; break; case 804: bar = 0.54; break; case 805: bar = 0.54; break; case 806: bar = 0.54; break; case 807: bar = 0.54; break; case 808: bar = 0.54; break; case 809: bar = 0.53; break; case 810: bar = 0.53; break; case 811: bar = 0.53; break; case 812: bar = 0.53; break; case 813: bar = 0.53; break; case 814: bar = 0.53; break; case 815: bar = 0.53; break; case 816: bar = 0.52; break; case 817: bar = 0.52; break; case 818: bar = 0.52; break; case 819: bar = 0.52; break; case 820: bar = 0.52; break; case 821: bar = 0.52; break; case 822: bar = 0.51; break; case 823: bar = 0.51; break; case 824: bar = 0.51; break; case 825: bar = 0.51; break; case 826: bar = 0.51; break; case 827: bar = 0.51; break; case 828: bar = 0.5; break; case 829: bar = 0.5; break; case 830: bar = 0.5; break; case 831: bar = 0.5; break; case 832: bar = 0.5; break; case 833: bar = 0.5; break; case 834: bar = 0.5; break; case 835: bar = 0.49; break; case 836: bar = 0.49; break; case 837: bar = 0.49; break; case 838: bar = 0.49; break; case 839: bar = 0.49; break; case 840: bar = 0.49; break; case 841: bar = 0.48; break; case 842: bar = 0.48; break; case 843: bar = 0.48; break; case 844: bar = 0.48; break; case 845: bar = 0.48; break; case 846: bar = 0.48; break; case 847: bar = 0.48; break; case 848: bar = 0.47; break; case 849: bar = 0.47; break; case 850: bar = 0.47; break; case 851: bar = 0.47; break; case 852: bar = 0.47; break; case 853: bar = 0.47; break; case 854: bar = 0.47; break; case 855: bar = 0.46; break; case 856: bar = 0.46; break; case 857: bar = 0.46; break; case 858: bar = 0.46; break; case 859: bar = 0.46; break; case 860: bar = 0.46; break; case 861: bar = 0.46; break; case 862: bar = 0.45; break; case 863: bar = 0.45; break; case 864: bar = 0.45; break; case 865: bar = 0.45; break; case 866: bar = 0.45; break; case 867: bar = 0.45; break; case 868: bar = 0.45; break; case 869: bar = 0.44; break; case 870: bar = 0.44; break; case 871: bar = 0.44; break; case 872: bar = 0.44; break; case 873: bar = 0.44; break; case 874: bar = 0.44; break; case 875: bar = 0.44; break; case 876: bar = 0.43; break; case 877: bar = 0.43; break; case 878: bar = 0.43; break; case 879: bar = 0.43; break; case 880: bar = 0.43; break; case 881: bar = 0.43; break; case 882: bar = 0.43; break; case 883: bar = 0.42; break; case 884: bar = 0.42; break; case 885: bar = 0.42; break; case 886: bar = 0.42; break; case 887: bar = 0.42; break; case 888: bar = 0.42; break; case 889: bar = 0.42; break; case 890: bar = 0.41; break; case 891: bar = 0.41; break; case 892: bar = 0.41; break; case 893: bar = 0.41; break; case 894: bar = 0.41; break; case 895: bar = 0.41; break; case 896: bar = 0.41; break; case 897: bar = 0.41; break; case 898: bar = 0.4; break; case 899: bar = 0.4; break; case 900: bar = 0.4; break; case 901: bar = 0.4; break; case 902: bar = 0.4; break; case 903: bar = 0.4; break; case 904: bar = 0.4; break; case 905: bar = 0.39; break; case 906: bar = 0.39; break; case 907: bar = 0.39; break; case 908: bar = 0.39; break; case 909: bar = 0.39; break; case 910: bar = 0.39; break; case 911: bar = 0.39; break; case 912: bar = 0.39; break; case 913: bar = 0.38; break; case 914: bar = 0.38; break; case 915: bar = 0.38; break; case 916: bar = 0.38; break; case 917: bar = 0.38; break; case 918: bar = 0.38; break; case 919: bar = 0.38; break; case 920: bar = 0.38; break; case 921: bar = 0.37; break; case 922: bar = 0.37; break; case 923: bar = 0.37; break; case 924: bar = 0.37; break; case 925: bar = 0.37; break; case 926: bar = 0.37; break; case 927: bar = 0.37; break; case 928: bar = 0.37; break; case 929: bar = 0.36; break; case 930: bar = 0.36; break; case 931: bar = 0.36; break; case 932: bar = 0.36; break; case 933: bar = 0.36; break; case 934: bar = 0.36; break; case 935: bar = 0.36; break; case 936: bar = 0.36; break; case 937: bar = 0.35; break; case 938: bar = 0.35; break; case 939: bar = 0.35; break; case 940: bar = 0.35; break; case 941: bar = 0.35; break; case 942: bar = 0.35; break; case 943: bar = 0.35; break; case 944: bar = 0.35; break; case 945: bar = 0.34; break; case 946: bar = 0.34; break; case 947: bar = 0.34; break; case 948: bar = 0.34; break; case 949: bar = 0.34; break; case 950: bar = 0.34; break; case 951: bar = 0.34; break; case 952: bar = 0.34; break; case 953: bar = 0.33; break; case 954: bar = 0.33; break; case 955: bar = 0.33; break; case 956: bar = 0.33; break; case 957: bar = 0.33; break; case 958: bar = 0.33; break; case 959: bar = 0.33; break; case 960: bar = 0.33; break; case 961: bar = 0.32; break; case 962: bar = 0.32; break; case 963: bar = 0.32; break; case 964: bar = 0.32; break; case 965: bar = 0.32; break; case 966: bar = 0.32; break; case 967: bar = 0.32; break; case 968: bar = 0.32; break; case 969: bar = 0.32; break; case 970: bar = 0.31; break; case 971: bar = 0.31; break; case 972: bar = 0.31; break; case 973: bar = 0.31; break; case 974: bar = 0.31; break; case 975: bar = 0.31; break; case 976: bar = 0.31; break; case 977: bar = 0.31; break; case 978: bar = 0.3; break; case 979: bar = 0.3; break; case 980: bar = 0.3; break; case 981: bar = 0.3; break; case 982: bar = 0.3; break; case 983: bar = 0.3; break; case 984: bar = 0.3; break; case 985: bar = 0.3; break; case 986: bar = 0.3; break; case 987: bar = 0.29; break; case 988: bar = 0.29; break; case 989: bar = 0.29; break; case 990: bar = 0.29; break; case 991: bar = 0.29; break; case 992: bar = 0.29; break; case 993: bar = 0.29; break; case 994: bar = 0.29; break; case 995: bar = 0.29; break; case 996: bar = 0.28; break; case 997: bar = 0.28; break; case 998: bar = 0.28; break; case 999: bar = 0.28; break; case 1000: bar = 0.28; break; case 1001: bar = 0.28; break; case 1002: bar = 0.28; break; case 1003: bar = 0.28; break; case 1004: bar = 0.28; break; case 1005: bar = 0.27; break; case 1006: bar = 0.27; break; case 1007: bar = 0.27; break; case 1008: bar = 0.27; break; case 1009: bar = 0.27; break; case 1010: bar = 0.27; break; case 1011: bar = 0.27; break; case 1012: bar = 0.27; break; case 1013: bar = 0.27; break; case 1014: bar = 0.26; break; case 1015: bar = 0.26; break; case 1016: bar = 0.26; break; case 1017: bar = 0.26; break; case 1018: bar = 0.26; break; case 1019: bar = 0.26; break; case 1020: bar = 0.26; break; case 1021: bar = 0.26; break; case 1022: bar = 0.26; break; case 1023: bar = 0.26; break; case 1024: bar = 0.25; break;
case 29: bar = 21.69; break; | case 29: bar = 21.69; break; case 30: bar = 21.1; break; case 31: bar = 20.54; break; case 32: bar = 20.02; break; case 33: bar = 19.52; break; case 34: bar = 19.04; break; case 35: bar = 18.59; break; case 36: bar = 18.16; break; case 37: bar = 17.76; break; case 38: bar = 17.37; break; case 39: bar = 17; break; case 40: bar = 16.64; break; case 41: bar = 16.3; break; case 42: bar = 15.98; break; case 43: bar = 15.67; break; case 44: bar = 15.37; break; case 45: bar = 15.08; break; case 46: bar = 14.81; break; case 47: bar = 14.54; break; case 48: bar = 14.28; break; case 49: bar = 14.04; break; case 50: bar = 13.8; break; case 51: bar = 13.57; break; case 52: bar = 13.35; break; case 53: bar = 13.13; break; case 54: bar = 12.93; break; case 55: bar = 12.73; break; case 56: bar = 12.53; break; case 57: bar = 12.34; break; case 58: bar = 12.16; break; case 59: bar = 11.98; break; case 60: bar = 11.81; break; case 61: bar = 11.65; break; case 62: bar = 11.48; break; case 63: bar = 11.33; break; case 64: bar = 11.17; break; case 65: bar = 11.02; break; case 66: bar = 10.88; break; case 67: bar = 10.74; break; case 68: bar = 10.6; break; case 69: bar = 10.47; break; case 70: bar = 10.34; break; case 71: bar = 10.21; break; case 72: bar = 10.09; break; case 73: bar = 9.97; break; case 74: bar = 9.85; break; case 75: bar = 9.73; break; case 76: bar = 9.62; break; case 77: bar = 9.51; break; case 78: bar = 9.4; break; case 79: bar = 9.3; break; case 80: bar = 9.19; break; case 81: bar = 9.09; break; case 82: bar = 9; break; case 83: bar = 8.9; break; case 84: bar = 8.81; break; case 85: bar = 8.71; break; case 86: bar = 8.62; break; case 87: bar = 8.53; break; case 88: bar = 8.45; break; case 89: bar = 8.36; break; case 90: bar = 8.28; break; case 91: bar = 8.2; break; case 92: bar = 8.12; break; case 93: bar = 8.04; break; case 94: bar = 7.96; break; case 95: bar = 7.89; break; case 96: bar = 7.81; break; case 97: bar = 7.74; break; case 98: bar = 7.67; break; case 99: bar = 7.6; break; case 100: bar = 7.53; break; case 101: bar = 7.46; break; case 102: bar = 7.4; break; case 103: bar = 7.33; break; case 104: bar = 7.27; break; case 105: bar = 7.2; break; case 106: bar = 7.14; break; case 107: bar = 7.08; break; case 108: bar = 7.02; break; case 109: bar = 6.96; break; case 110: bar = 6.9; break; case 111: bar = 6.85; break; case 112: bar = 6.79; break; case 113: bar = 6.74; break; case 114: bar = 6.68; break; case 115: bar = 6.63; break; case 116: bar = 6.57; break; case 117: bar = 6.52; break; case 118: bar = 6.47; break; case 119: bar = 6.42; break; case 120: bar = 6.37; break; case 121: bar = 6.32; break; case 122: bar = 6.27; break; case 123: bar = 6.23; break; case 124: bar = 6.18; break; case 125: bar = 6.13; break; case 126: bar = 6.09; break; case 127: bar = 6.04; break; case 128: bar = 6; break; case 129: bar = 5.95; break; case 130: bar = 5.91; break; case 131: bar = 5.87; break; case 132: bar = 5.83; break; case 133: bar = 5.79; break; case 134: bar = 5.75; break; case 135: bar = 5.71; break; case 136: bar = 5.67; break; case 137: bar = 5.63; break; case 138: bar = 5.59; break; case 139: bar = 5.55; break; case 140: bar = 5.51; break; case 141: bar = 5.47; break; case 142: bar = 5.44; break; case 143: bar = 5.4; break; case 144: bar = 5.37; break; case 145: bar = 5.33; break; case 146: bar = 5.3; break; case 147: bar = 5.26; break; case 148: bar = 5.23; break; case 149: bar = 5.19; break; case 150: bar = 5.16; break; case 151: bar = 5.13; break; case 152: bar = 5.09; break; case 153: bar = 5.06; break; case 154: bar = 5.03; break; case 155: bar = 5; break; case 156: bar = 4.97; break; case 157: bar = 4.94; break; case 158: bar = 4.91; break; case 159: bar = 4.88; break; case 160: bar = 4.85; break; case 161: bar = 4.82; break; case 162: bar = 4.79; break; case 163: bar = 4.76; break; case 164: bar = 4.73; break; case 165: bar = 4.7; break; case 166: bar = 4.68; break; case 167: bar = 4.65; break; case 168: bar = 4.62; break; case 169: bar = 4.59; break; case 170: bar = 4.57; break; case 171: bar = 4.54; break; case 172: bar = 4.52; break; case 173: bar = 4.49; break; case 174: bar = 4.46; break; case 175: bar = 4.44; break; case 176: bar = 4.41; break; case 177: bar = 4.39; break; case 178: bar = 4.36; break; case 179: bar = 4.34; break; case 180: bar = 4.32; break; case 181: bar = 4.29; break; case 182: bar = 4.27; break; case 183: bar = 4.25; break; case 184: bar = 4.22; break; case 185: bar = 4.2; break; case 186: bar = 4.18; break; case 187: bar = 4.15; break; case 188: bar = 4.13; break; case 189: bar = 4.11; break; case 190: bar = 4.09; break; case 191: bar = 4.07; break; case 192: bar = 4.05; break; case 193: bar = 4.02; break; case 194: bar = 4; break; case 195: bar = 3.98; break; case 196: bar = 3.96; break; case 197: bar = 3.94; break; case 198: bar = 3.92; break; case 199: bar = 3.9; break; case 200: bar = 3.88; break; case 201: bar = 3.86; break; case 202: bar = 3.84; break; case 203: bar = 3.82; break; case 204: bar = 3.8; break; case 205: bar = 3.78; break; case 206: bar = 3.77; break; case 207: bar = 3.75; break; case 208: bar = 3.73; break; case 209: bar = 3.71; break; case 210: bar = 3.69; break; case 211: bar = 3.67; break; case 212: bar = 3.66; break; case 213: bar = 3.64; break; case 214: bar = 3.62; break; case 215: bar = 3.6; break; case 216: bar = 3.59; break; case 217: bar = 3.57; break; case 218: bar = 3.55; break; case 219: bar = 3.53; break; case 220: bar = 3.52; break; case 221: bar = 3.5; break; case 222: bar = 3.48; break; case 223: bar = 3.47; break; case 224: bar = 3.45; break; case 225: bar = 3.44; break; case 226: bar = 3.42; break; case 227: bar = 3.4; break; case 228: bar = 3.39; break; case 229: bar = 3.37; break; case 230: bar = 3.36; break; case 231: bar = 3.34; break; case 232: bar = 3.33; break; case 233: bar = 3.31; break; case 234: bar = 3.3; break; case 235: bar = 3.28; break; case 236: bar = 3.27; break; case 237: bar = 3.25; break; case 238: bar = 3.24; break; case 239: bar = 3.22; break; case 240: bar = 3.21; break; case 241: bar = 3.19; break; case 242: bar = 3.18; break; case 243: bar = 3.17; break; case 244: bar = 3.15; break; case 245: bar = 3.14; break; case 246: bar = 3.12; break; case 247: bar = 3.11; break; case 248: bar = 3.1; break; case 249: bar = 3.08; break; case 250: bar = 3.07; break; case 251: bar = 3.06; break; case 252: bar = 3.04; break; case 253: bar = 3.03; break; case 254: bar = 3.02; break; case 255: bar = 3.01; break; case 256: bar = 2.99; break; case 257: bar = 2.98; break; case 258: bar = 2.97; break; case 259: bar = 2.96; break; case 260: bar = 2.94; break; case 261: bar = 2.93; break; case 262: bar = 2.92; break; case 263: bar = 2.91; break; case 264: bar = 2.89; break; case 265: bar = 2.88; break; case 266: bar = 2.87; break; case 267: bar = 2.86; break; case 268: bar = 2.85; break; case 269: bar = 2.83; break; case 270: bar = 2.82; break; case 271: bar = 2.81; break; case 272: bar = 2.8; break; case 273: bar = 2.79; break; case 274: bar = 2.78; break; case 275: bar = 2.77; break; case 276: bar = 2.76; break; case 277: bar = 2.74; break; case 278: bar = 2.73; break; case 279: bar = 2.72; break; case 280: bar = 2.71; break; case 281: bar = 2.7; break; case 282: bar = 2.69; break; case 283: bar = 2.68; break; case 284: bar = 2.67; break; case 285: bar = 2.66; break; case 286: bar = 2.65; break; case 287: bar = 2.64; break; case 288: bar = 2.63; break; case 289: bar = 2.62; break; case 290: bar = 2.61; break; case 291: bar = 2.6; break; case 292: bar = 2.59; break; case 293: bar = 2.58; break; case 294: bar = 2.57; break; case 295: bar = 2.56; break; case 296: bar = 2.55; break; case 297: bar = 2.54; break; case 298: bar = 2.53; break; case 299: bar = 2.52; break; case 300: bar = 2.51; break; case 301: bar = 2.5; break; case 302: bar = 2.49; break; case 303: bar = 2.48; break; case 304: bar = 2.47; break; case 305: bar = 2.46; break; case 306: bar = 2.45; break; case 307: bar = 2.44; break; case 308: bar = 2.43; break; case 309: bar = 2.42; break; case 310: bar = 2.41; break; case 311: bar = 2.41; break; case 312: bar = 2.4; break; case 313: bar = 2.39; break; case 314: bar = 2.38; break; case 315: bar = 2.37; break; case 316: bar = 2.36; break; case 317: bar = 2.35; break; case 318: bar = 2.34; break; case 319: bar = 2.34; break; case 320: bar = 2.33; break; case 321: bar = 2.32; break; case 322: bar = 2.31; break; case 323: bar = 2.3; break; case 324: bar = 2.29; break; case 325: bar = 2.28; break; case 326: bar = 2.28; break; case 327: bar = 2.27; break; case 328: bar = 2.26; break; case 329: bar = 2.25; break; case 330: bar = 2.24; break; case 331: bar = 2.24; break; case 332: bar = 2.23; break; case 333: bar = 2.22; break; case 334: bar = 2.21; break; case 335: bar = 2.2; break; case 336: bar = 2.2; break; case 337: bar = 2.19; break; case 338: bar = 2.18; break; case 339: bar = 2.17; break; case 340: bar = 2.17; break; case 341: bar = 2.16; break; case 342: bar = 2.15; break; case 343: bar = 2.14; break; case 344: bar = 2.13; break; case 345: bar = 2.13; break; case 346: bar = 2.12; break; case 347: bar = 2.11; break; case 348: bar = 2.11; break; case 349: bar = 2.1; break; case 350: bar = 2.09; break; case 351: bar = 2.08; break; case 352: bar = 2.08; break; case 353: bar = 2.07; break; case 354: bar = 2.06; break; case 355: bar = 2.05; break; case 356: bar = 2.05; break; case 357: bar = 2.04; break; case 358: bar = 2.03; break; case 359: bar = 2.03; break; case 360: bar = 2.02; break; case 361: bar = 2.01; break; case 362: bar = 2.01; break; case 363: bar = 2; break; case 364: bar = 1.99; break; case 365: bar = 1.99; break; case 366: bar = 1.98; break; case 367: bar = 1.97; break; case 368: bar = 1.97; break; case 369: bar = 1.96; break; case 370: bar = 1.95; break; case 371: bar = 1.95; break; case 372: bar = 1.94; break; case 373: bar = 1.93; break; case 374: bar = 1.93; break; case 375: bar = 1.92; break; case 376: bar = 1.91; break; case 377: bar = 1.91; break; case 378: bar = 1.9; break; case 379: bar = 1.89; break; case 380: bar = 1.89; break; case 381: bar = 1.88; break; case 382: bar = 1.88; break; case 383: bar = 1.87; break; case 384: bar = 1.86; break; case 385: bar = 1.86; break; case 386: bar = 1.85; break; case 387: bar = 1.85; break; case 388: bar = 1.84; break; case 389: bar = 1.83; break; case 390: bar = 1.83; break; case 391: bar = 1.82; break; case 392: bar = 1.82; break; case 393: bar = 1.81; break; case 394: bar = 1.8; break; case 395: bar = 1.8; break; case 396: bar = 1.79; break; case 397: bar = 1.79; break; case 398: bar = 1.78; break; case 399: bar = 1.77; break; case 400: bar = 1.77; break; case 401: bar = 1.76; break; case 402: bar = 1.76; break; case 403: bar = 1.75; break; case 404: bar = 1.75; break; case 405: bar = 1.74; break; case 406: bar = 1.73; break; case 407: bar = 1.73; break; case 408: bar = 1.72; break; case 409: bar = 1.72; break; case 410: bar = 1.71; break; case 411: bar = 1.71; break; case 412: bar = 1.7; break; case 413: bar = 1.7; break; case 414: bar = 1.69; break; case 415: bar = 1.69; break; case 416: bar = 1.68; break; case 417: bar = 1.67; break; case 418: bar = 1.67; break; case 419: bar = 1.66; break; case 420: bar = 1.66; break; case 421: bar = 1.65; break; case 422: bar = 1.65; break; case 423: bar = 1.64; break; case 424: bar = 1.64; break; case 425: bar = 1.63; break; case 426: bar = 1.63; break; case 427: bar = 1.62; break; case 428: bar = 1.62; break; case 429: bar = 1.61; break; case 430: bar = 1.61; break; case 431: bar = 1.6; break; case 432: bar = 1.6; break; case 433: bar = 1.59; break; case 434: bar = 1.59; break; case 435: bar = 1.58; break; case 436: bar = 1.58; break; case 437: bar = 1.57; break; case 438: bar = 1.57; break; case 439: bar = 1.56; break; case 440: bar = 1.56; break; case 441: bar = 1.55; break; case 442: bar = 1.55; break; case 443: bar = 1.54; break; case 444: bar = 1.54; break; case 445: bar = 1.53; break; case 446: bar = 1.53; break; case 447: bar = 1.53; break; case 448: bar = 1.52; break; case 449: bar = 1.52; break; case 450: bar = 1.51; break; case 451: bar = 1.51; break; case 452: bar = 1.5; break; case 453: bar = 1.5; break; case 454: bar = 1.49; break; case 455: bar = 1.49; break; case 456: bar = 1.48; break; case 457: bar = 1.48; break; case 458: bar = 1.47; break; case 459: bar = 1.47; break; case 460: bar = 1.47; break; case 461: bar = 1.46; break; case 462: bar = 1.46; break; case 463: bar = 1.45; break; case 464: bar = 1.45; break; case 465: bar = 1.44; break; case 466: bar = 1.44; break; case 467: bar = 1.44; break; case 468: bar = 1.43; break; case 469: bar = 1.43; break; case 470: bar = 1.42; break; case 471: bar = 1.42; break; case 472: bar = 1.41; break; case 473: bar = 1.41; break; case 474: bar = 1.41; break; case 475: bar = 1.4; break; case 476: bar = 1.4; break; case 477: bar = 1.39; break; case 478: bar = 1.39; break; case 479: bar = 1.38; break; case 480: bar = 1.38; break; case 481: bar = 1.38; break; case 482: bar = 1.37; break; case 483: bar = 1.37; break; case 484: bar = 1.36; break; case 485: bar = 1.36; break; case 486: bar = 1.36; break; case 487: bar = 1.35; break; case 488: bar = 1.35; break; case 489: bar = 1.34; break; case 490: bar = 1.34; break; case 491: bar = 1.34; break; case 492: bar = 1.33; break; case 493: bar = 1.33; break; case 494: bar = 1.32; break; case 495: bar = 1.32; break; case 496: bar = 1.32; break; case 497: bar = 1.31; break; case 498: bar = 1.31; break; case 499: bar = 1.3; break; case 500: bar = 1.3; break; case 501: bar = 1.3; break; case 502: bar = 1.29; break; case 503: bar = 1.29; break; case 504: bar = 1.29; break; case 505: bar = 1.28; break; case 506: bar = 1.28; break; case 507: bar = 1.27; break; case 508: bar = 1.27; break; case 509: bar = 1.27; break; case 510: bar = 1.26; break; case 511: bar = 1.26; break; case 512: bar = 1.26; break; case 513: bar = 1.25; break; case 514: bar = 1.25; break; case 515: bar = 1.24; break; case 516: bar = 1.24; break; case 517: bar = 1.24; break; case 518: bar = 1.23; break; case 519: bar = 1.23; break; case 520: bar = 1.23; break; case 521: bar = 1.22; break; case 522: bar = 1.22; break; case 523: bar = 1.22; break; case 524: bar = 1.21; break; case 525: bar = 1.21; break; case 526: bar = 1.21; break; case 527: bar = 1.2; break; case 528: bar = 1.2; break; case 529: bar = 1.2; break; case 530: bar = 1.19; break; case 531: bar = 1.19; break; case 532: bar = 1.18; break; case 533: bar = 1.18; break; case 534: bar = 1.18; break; case 535: bar = 1.17; break; case 536: bar = 1.17; break; case 537: bar = 1.17; break; case 538: bar = 1.16; break; case 539: bar = 1.16; break; case 540: bar = 1.16; break; case 541: bar = 1.15; break; case 542: bar = 1.15; break; case 543: bar = 1.15; break; case 544: bar = 1.14; break; case 545: bar = 1.14; break; case 546: bar = 1.14; break; case 547: bar = 1.13; break; case 548: bar = 1.13; break; case 549: bar = 1.13; break; case 550: bar = 1.12; break; case 551: bar = 1.12; break; case 552: bar = 1.12; break; case 553: bar = 1.12; break; case 554: bar = 1.11; break; case 555: bar = 1.11; break; case 556: bar = 1.11; break; case 557: bar = 1.1; break; case 558: bar = 1.1; break; case 559: bar = 1.1; break; case 560: bar = 1.09; break; case 561: bar = 1.09; break; case 562: bar = 1.09; break; case 563: bar = 1.08; break; case 564: bar = 1.08; break; case 565: bar = 1.08; break; case 566: bar = 1.07; break; case 567: bar = 1.07; break; case 568: bar = 1.07; break; case 569: bar = 1.07; break; case 570: bar = 1.06; break; case 571: bar = 1.06; break; case 572: bar = 1.06; break; case 573: bar = 1.05; break; case 574: bar = 1.05; break; case 575: bar = 1.05; break; case 576: bar = 1.04; break; case 577: bar = 1.04; break; case 578: bar = 1.04; break; case 579: bar = 1.04; break; case 580: bar = 1.03; break; case 581: bar = 1.03; break; case 582: bar = 1.03; break; case 583: bar = 1.02; break; case 584: bar = 1.02; break; case 585: bar = 1.02; break; case 586: bar = 1.02; break; case 587: bar = 1.01; break; case 588: bar = 1.01; break; case 589: bar = 1.01; break; case 590: bar = 1; break; case 591: bar = 1; break; case 592: bar = 1; break; case 593: bar = 1; break; case 594: bar = 0.99; break; case 595: bar = 0.99; break; case 596: bar = 0.99; break; case 597: bar = 0.98; break; case 598: bar = 0.98; break; case 599: bar = 0.98; break; case 600: bar = 0.98; break; case 601: bar = 0.97; break; case 602: bar = 0.97; break; case 603: bar = 0.97; break; case 604: bar = 0.96; break; case 605: bar = 0.96; break; case 606: bar = 0.96; break; case 607: bar = 0.96; break; case 608: bar = 0.95; break; case 609: bar = 0.95; break; case 610: bar = 0.95; break; case 611: bar = 0.95; break; case 612: bar = 0.94; break; case 613: bar = 0.94; break; case 614: bar = 0.94; break; case 615: bar = 0.94; break; case 616: bar = 0.93; break; case 617: bar = 0.93; break; case 618: bar = 0.93; break; case 619: bar = 0.92; break; case 620: bar = 0.92; break; case 621: bar = 0.92; break; case 622: bar = 0.92; break; case 623: bar = 0.91; break; case 624: bar = 0.91; break; case 625: bar = 0.91; break; case 626: bar = 0.91; break; case 627: bar = 0.9; break; case 628: bar = 0.9; break; case 629: bar = 0.9; break; case 630: bar = 0.9; break; case 631: bar = 0.89; break; case 632: bar = 0.89; break; case 633: bar = 0.89; break; case 634: bar = 0.89; break; case 635: bar = 0.88; break; case 636: bar = 0.88; break; case 637: bar = 0.88; break; case 638: bar = 0.88; break; case 639: bar = 0.87; break; case 640: bar = 0.87; break; case 641: bar = 0.87; break; case 642: bar = 0.87; break; case 643: bar = 0.86; break; case 644: bar = 0.86; break; case 645: bar = 0.86; break; case 646: bar = 0.86; break; case 647: bar = 0.85; break; case 648: bar = 0.85; break; case 649: bar = 0.85; break; case 650: bar = 0.85; break; case 651: bar = 0.84; break; case 652: bar = 0.84; break; case 653: bar = 0.84; break; case 654: bar = 0.84; break; case 655: bar = 0.84; break; case 656: bar = 0.83; break; case 657: bar = 0.83; break; case 658: bar = 0.83; break; case 659: bar = 0.83; break; case 660: bar = 0.82; break; case 661: bar = 0.82; break; case 662: bar = 0.82; break; case 663: bar = 0.82; break; case 664: bar = 0.81; break; case 665: bar = 0.81; break; case 666: bar = 0.81; break; case 667: bar = 0.81; break; case 668: bar = 0.81; break; case 669: bar = 0.8; break; case 670: bar = 0.8; break; case 671: bar = 0.8; break; case 672: bar = 0.8; break; case 673: bar = 0.79; break; case 674: bar = 0.79; break; case 675: bar = 0.79; break; case 676: bar = 0.79; break; case 677: bar = 0.78; break; case 678: bar = 0.78; break; case 679: bar = 0.78; break; case 680: bar = 0.78; break; case 681: bar = 0.78; break; case 682: bar = 0.77; break; case 683: bar = 0.77; break; case 684: bar = 0.77; break; case 685: bar = 0.77; break; case 686: bar = 0.77; break; case 687: bar = 0.76; break; case 688: bar = 0.76; break; case 689: bar = 0.76; break; case 690: bar = 0.76; break; case 691: bar = 0.75; break; case 692: bar = 0.75; break; case 693: bar = 0.75; break; case 694: bar = 0.75; break; case 695: bar = 0.75; break; case 696: bar = 0.74; break; case 697: bar = 0.74; break; case 698: bar = 0.74; break; case 699: bar = 0.74; break; case 700: bar = 0.74; break; case 701: bar = 0.73; break; case 702: bar = 0.73; break; case 703: bar = 0.73; break; case 704: bar = 0.73; break; case 705: bar = 0.72; break; case 706: bar = 0.72; break; case 707: bar = 0.72; break; case 708: bar = 0.72; break; case 709: bar = 0.72; break; case 710: bar = 0.71; break; case 711: bar = 0.71; break; case 712: bar = 0.71; break; case 713: bar = 0.71; break; case 714: bar = 0.71; break; case 715: bar = 0.7; break; case 716: bar = 0.7; break; case 717: bar = 0.7; break; case 718: bar = 0.7; break; case 719: bar = 0.7; break; case 720: bar = 0.69; break; case 721: bar = 0.69; break; case 722: bar = 0.69; break; case 723: bar = 0.69; break; case 724: bar = 0.69; break; case 725: bar = 0.68; break; case 726: bar = 0.68; break; case 727: bar = 0.68; break; case 728: bar = 0.68; break; case 729: bar = 0.68; break; case 730: bar = 0.67; break; case 731: bar = 0.67; break; case 732: bar = 0.67; break; case 733: bar = 0.67; break; case 734: bar = 0.67; break; case 735: bar = 0.67; break; case 736: bar = 0.66; break; case 737: bar = 0.66; break; case 738: bar = 0.66; break; case 739: bar = 0.66; break; case 740: bar = 0.66; break; case 741: bar = 0.65; break; case 742: bar = 0.65; break; case 743: bar = 0.65; break; case 744: bar = 0.65; break; case 745: bar = 0.65; break; case 746: bar = 0.64; break; case 747: bar = 0.64; break; case 748: bar = 0.64; break; case 749: bar = 0.64; break; case 750: bar = 0.64; break; case 751: bar = 0.64; break; case 752: bar = 0.63; break; case 753: bar = 0.63; break; case 754: bar = 0.63; break; case 755: bar = 0.63; break; case 756: bar = 0.63; break; case 757: bar = 0.62; break; case 758: bar = 0.62; break; case 759: bar = 0.62; break; case 760: bar = 0.62; break; case 761: bar = 0.62; break; case 762: bar = 0.61; break; case 763: bar = 0.61; break; case 764: bar = 0.61; break; case 765: bar = 0.61; break; case 766: bar = 0.61; break; case 767: bar = 0.61; break; case 768: bar = 0.6; break; case 769: bar = 0.6; break; case 770: bar = 0.6; break; case 771: bar = 0.6; break; case 772: bar = 0.6; break; case 773: bar = 0.6; break; case 774: bar = 0.59; break; case 775: bar = 0.59; break; case 776: bar = 0.59; break; case 777: bar = 0.59; break; case 778: bar = 0.59; break; case 779: bar = 0.59; break; case 780: bar = 0.58; break; case 781: bar = 0.58; break; case 782: bar = 0.58; break; case 783: bar = 0.58; break; case 784: bar = 0.58; break; case 785: bar = 0.57; break; case 786: bar = 0.57; break; case 787: bar = 0.57; break; case 788: bar = 0.57; break; case 789: bar = 0.57; break; case 790: bar = 0.57; break; case 791: bar = 0.56; break; case 792: bar = 0.56; break; case 793: bar = 0.56; break; case 794: bar = 0.56; break; case 795: bar = 0.56; break; case 796: bar = 0.56; break; case 797: bar = 0.55; break; case 798: bar = 0.55; break; case 799: bar = 0.55; break; case 800: bar = 0.55; break; case 801: bar = 0.55; break; case 802: bar = 0.55; break; case 803: bar = 0.54; break; case 804: bar = 0.54; break; case 805: bar = 0.54; break; case 806: bar = 0.54; break; case 807: bar = 0.54; break; case 808: bar = 0.54; break; case 809: bar = 0.53; break; case 810: bar = 0.53; break; case 811: bar = 0.53; break; case 812: bar = 0.53; break; case 813: bar = 0.53; break; case 814: bar = 0.53; break; case 815: bar = 0.53; break; case 816: bar = 0.52; break; case 817: bar = 0.52; break; case 818: bar = 0.52; break; case 819: bar = 0.52; break; case 820: bar = 0.52; break; case 821: bar = 0.52; break; case 822: bar = 0.51; break; case 823: bar = 0.51; break; case 824: bar = 0.51; break; case 825: bar = 0.51; break; case 826: bar = 0.51; break; case 827: bar = 0.51; break; case 828: bar = 0.5; break; case 829: bar = 0.5; break; case 830: bar = 0.5; break; case 831: bar = 0.5; break; case 832: bar = 0.5; break; case 833: bar = 0.5; break; case 834: bar = 0.5; break; case 835: bar = 0.49; break; case 836: bar = 0.49; break; case 837: bar = 0.49; break; case 838: bar = 0.49; break; case 839: bar = 0.49; break; case 840: bar = 0.49; break; case 841: bar = 0.48; break; case 842: bar = 0.48; break; case 843: bar = 0.48; break; case 844: bar = 0.48; break; case 845: bar = 0.48; break; case 846: bar = 0.48; break; case 847: bar = 0.48; break; case 848: bar = 0.47; break; case 849: bar = 0.47; break; case 850: bar = 0.47; break; case 851: bar = 0.47; break; case 852: bar = 0.47; break; case 853: bar = 0.47; break; case 854: bar = 0.47; break; case 855: bar = 0.46; break; case 856: bar = 0.46; break; case 857: bar = 0.46; break; case 858: bar = 0.46; break; case 859: bar = 0.46; break; case 860: bar = 0.46; break; case 861: bar = 0.46; break; case 862: bar = 0.45; break; case 863: bar = 0.45; break; case 864: bar = 0.45; break; case 865: bar = 0.45; break; case 866: bar = 0.45; break; case 867: bar = 0.45; break; case 868: bar = 0.45; break; case 869: bar = 0.44; break; case 870: bar = 0.44; break; case 871: bar = 0.44; break; case 872: bar = 0.44; break; case 873: bar = 0.44; break; case 874: bar = 0.44; break; case 875: bar = 0.44; break; case 876: bar = 0.43; break; case 877: bar = 0.43; break; case 878: bar = 0.43; break; case 879: bar = 0.43; break; case 880: bar = 0.43; break; case 881: bar = 0.43; break; case 882: bar = 0.43; break; case 883: bar = 0.42; break; case 884: bar = 0.42; break; case 885: bar = 0.42; break; case 886: bar = 0.42; break; case 887: bar = 0.42; break; case 888: bar = 0.42; break; case 889: bar = 0.42; break; case 890: bar = 0.41; break; case 891: bar = 0.41; break; case 892: bar = 0.41; break; case 893: bar = 0.41; break; case 894: bar = 0.41; break; case 895: bar = 0.41; break; case 896: bar = 0.41; break; case 897: bar = 0.41; break; case 898: bar = 0.4; break; case 899: bar = 0.4; break; case 900: bar = 0.4; break; case 901: bar = 0.4; break; case 902: bar = 0.4; break; case 903: bar = 0.4; break; case 904: bar = 0.4; break; case 905: bar = 0.39; break; case 906: bar = 0.39; break; case 907: bar = 0.39; break; case 908: bar = 0.39; break; case 909: bar = 0.39; break; case 910: bar = 0.39; break; case 911: bar = 0.39; break; case 912: bar = 0.39; break; case 913: bar = 0.38; break; case 914: bar = 0.38; break; case 915: bar = 0.38; break; case 916: bar = 0.38; break; case 917: bar = 0.38; break; case 918: bar = 0.38; break; case 919: bar = 0.38; break; case 920: bar = 0.38; break; case 921: bar = 0.37; break; case 922: bar = 0.37; break; case 923: bar = 0.37; break; case 924: bar = 0.37; break; case 925: bar = 0.37; break; case 926: bar = 0.37; break; case 927: bar = 0.37; break; case 928: bar = 0.37; break; case 929: bar = 0.36; break; case 930: bar = 0.36; break; case 931: bar = 0.36; break; case 932: bar = 0.36; break; case 933: bar = 0.36; break; case 934: bar = 0.36; break; case 935: bar = 0.36; break; case 936: bar = 0.36; break; case 937: bar = 0.35; break; case 938: bar = 0.35; break; case 939: bar = 0.35; break; case 940: bar = 0.35; break; case 941: bar = 0.35; break; case 942: bar = 0.35; break; case 943: bar = 0.35; break; case 944: bar = 0.35; break; case 945: bar = 0.34; break; case 946: bar = 0.34; break; case 947: bar = 0.34; break; case 948: bar = 0.34; break; case 949: bar = 0.34; break; case 950: bar = 0.34; break; case 951: bar = 0.34; break; case 952: bar = 0.34; break; case 953: bar = 0.33; break; case 954: bar = 0.33; break; case 955: bar = 0.33; break; case 956: bar = 0.33; break; case 957: bar = 0.33; break; case 958: bar = 0.33; break; case 959: bar = 0.33; break; case 960: bar = 0.33; break; case 961: bar = 0.32; break; case 962: bar = 0.32; break; case 963: bar = 0.32; break; case 964: bar = 0.32; break; case 965: bar = 0.32; break; case 966: bar = 0.32; break; case 967: bar = 0.32; break; case 968: bar = 0.32; break; case 969: bar = 0.32; break; case 970: bar = 0.31; break; case 971: bar = 0.31; break; case 972: bar = 0.31; break; case 973: bar = 0.31; break; case 974: bar = 0.31; break; case 975: bar = 0.31; break; case 976: bar = 0.31; break; case 977: bar = 0.31; break; case 978: bar = 0.3; break; case 979: bar = 0.3; break; case 980: bar = 0.3; break; case 981: bar = 0.3; break; case 982: bar = 0.3; break; case 983: bar = 0.3; break; case 984: bar = 0.3; break; case 985: bar = 0.3; break; case 986: bar = 0.3; break; case 987: bar = 0.29; break; case 988: bar = 0.29; break; case 989: bar = 0.29; break; case 990: bar = 0.29; break; case 991: bar = 0.29; break; case 992: bar = 0.29; break; case 993: bar = 0.29; break; case 994: bar = 0.29; break; case 995: bar = 0.29; break; case 996: bar = 0.28; break; case 997: bar = 0.28; break; case 998: bar = 0.28; break; case 999: bar = 0.28; break; case 1000: bar = 0.28; break; case 1001: bar = 0.28; break; case 1002: bar = 0.28; break; case 1003: bar = 0.28; break; case 1004: bar = 0.28; break; case 1005: bar = 0.27; break; case 1006: bar = 0.27; break; case 1007: bar = 0.27; break; case 1008: bar = 0.27; break; case 1009: bar = 0.27; break; case 1010: bar = 0.27; break; case 1011: bar = 0.27; break; case 1012: bar = 0.27; break; case 1013: bar = 0.27; break; case 1014: bar = 0.26; break; case 1015: bar = 0.26; break; case 1016: bar = 0.26; break; case 1017: bar = 0.26; break; case 1018: bar = 0.26; break; case 1019: bar = 0.26; break; case 1020: bar = 0.26; break; case 1021: bar = 0.26; break; case 1022: bar = 0.26; break; case 1023: bar = 0.26; break; case 1024: bar = 0.25; break;
case 30: bar = 21.1; break; | case 30: bar = 21.1; break; case 31: bar = 20.54; break; case 32: bar = 20.02; break; case 33: bar = 19.52; break; case 34: bar = 19.04; break; case 35: bar = 18.59; break; case 36: bar = 18.16; break; case 37: bar = 17.76; break; case 38: bar = 17.37; break; case 39: bar = 17; break; case 40: bar = 16.64; break; case 41: bar = 16.3; break; case 42: bar = 15.98; break; case 43: bar = 15.67; break; case 44: bar = 15.37; break; case 45: bar = 15.08; break; case 46: bar = 14.81; break; case 47: bar = 14.54; break; case 48: bar = 14.28; break; case 49: bar = 14.04; break; case 50: bar = 13.8; break; case 51: bar = 13.57; break; case 52: bar = 13.35; break; case 53: bar = 13.13; break; case 54: bar = 12.93; break; case 55: bar = 12.73; break; case 56: bar = 12.53; break; case 57: bar = 12.34; break; case 58: bar = 12.16; break; case 59: bar = 11.98; break; case 60: bar = 11.81; break; case 61: bar = 11.65; break; case 62: bar = 11.48; break; case 63: bar = 11.33; break; case 64: bar = 11.17; break; case 65: bar = 11.02; break; case 66: bar = 10.88; break; case 67: bar = 10.74; break; case 68: bar = 10.6; break; case 69: bar = 10.47; break; case 70: bar = 10.34; break; case 71: bar = 10.21; break; case 72: bar = 10.09; break; case 73: bar = 9.97; break; case 74: bar = 9.85; break; case 75: bar = 9.73; break; case 76: bar = 9.62; break; case 77: bar = 9.51; break; case 78: bar = 9.4; break; case 79: bar = 9.3; break; case 80: bar = 9.19; break; case 81: bar = 9.09; break; case 82: bar = 9; break; case 83: bar = 8.9; break; case 84: bar = 8.81; break; case 85: bar = 8.71; break; case 86: bar = 8.62; break; case 87: bar = 8.53; break; case 88: bar = 8.45; break; case 89: bar = 8.36; break; case 90: bar = 8.28; break; case 91: bar = 8.2; break; case 92: bar = 8.12; break; case 93: bar = 8.04; break; case 94: bar = 7.96; break; case 95: bar = 7.89; break; case 96: bar = 7.81; break; case 97: bar = 7.74; break; case 98: bar = 7.67; break; case 99: bar = 7.6; break; case 100: bar = 7.53; break; case 101: bar = 7.46; break; case 102: bar = 7.4; break; case 103: bar = 7.33; break; case 104: bar = 7.27; break; case 105: bar = 7.2; break; case 106: bar = 7.14; break; case 107: bar = 7.08; break; case 108: bar = 7.02; break; case 109: bar = 6.96; break; case 110: bar = 6.9; break; case 111: bar = 6.85; break; case 112: bar = 6.79; break; case 113: bar = 6.74; break; case 114: bar = 6.68; break; case 115: bar = 6.63; break; case 116: bar = 6.57; break; case 117: bar = 6.52; break; case 118: bar = 6.47; break; case 119: bar = 6.42; break; case 120: bar = 6.37; break; case 121: bar = 6.32; break; case 122: bar = 6.27; break; case 123: bar = 6.23; break; case 124: bar = 6.18; break; case 125: bar = 6.13; break; case 126: bar = 6.09; break; case 127: bar = 6.04; break; case 128: bar = 6; break; case 129: bar = 5.95; break; case 130: bar = 5.91; break; case 131: bar = 5.87; break; case 132: bar = 5.83; break; case 133: bar = 5.79; break; case 134: bar = 5.75; break; case 135: bar = 5.71; break; case 136: bar = 5.67; break; case 137: bar = 5.63; break; case 138: bar = 5.59; break; case 139: bar = 5.55; break; case 140: bar = 5.51; break; case 141: bar = 5.47; break; case 142: bar = 5.44; break; case 143: bar = 5.4; break; case 144: bar = 5.37; break; case 145: bar = 5.33; break; case 146: bar = 5.3; break; case 147: bar = 5.26; break; case 148: bar = 5.23; break; case 149: bar = 5.19; break; case 150: bar = 5.16; break; case 151: bar = 5.13; break; case 152: bar = 5.09; break; case 153: bar = 5.06; break; case 154: bar = 5.03; break; case 155: bar = 5; break; case 156: bar = 4.97; break; case 157: bar = 4.94; break; case 158: bar = 4.91; break; case 159: bar = 4.88; break; case 160: bar = 4.85; break; case 161: bar = 4.82; break; case 162: bar = 4.79; break; case 163: bar = 4.76; break; case 164: bar = 4.73; break; case 165: bar = 4.7; break; case 166: bar = 4.68; break; case 167: bar = 4.65; break; case 168: bar = 4.62; break; case 169: bar = 4.59; break; case 170: bar = 4.57; break; case 171: bar = 4.54; break; case 172: bar = 4.52; break; case 173: bar = 4.49; break; case 174: bar = 4.46; break; case 175: bar = 4.44; break; case 176: bar = 4.41; break; case 177: bar = 4.39; break; case 178: bar = 4.36; break; case 179: bar = 4.34; break; case 180: bar = 4.32; break; case 181: bar = 4.29; break; case 182: bar = 4.27; break; case 183: bar = 4.25; break; case 184: bar = 4.22; break; case 185: bar = 4.2; break; case 186: bar = 4.18; break; case 187: bar = 4.15; break; case 188: bar = 4.13; break; case 189: bar = 4.11; break; case 190: bar = 4.09; break; case 191: bar = 4.07; break; case 192: bar = 4.05; break; case 193: bar = 4.02; break; case 194: bar = 4; break; case 195: bar = 3.98; break; case 196: bar = 3.96; break; case 197: bar = 3.94; break; case 198: bar = 3.92; break; case 199: bar = 3.9; break; case 200: bar = 3.88; break; case 201: bar = 3.86; break; case 202: bar = 3.84; break; case 203: bar = 3.82; break; case 204: bar = 3.8; break; case 205: bar = 3.78; break; case 206: bar = 3.77; break; case 207: bar = 3.75; break; case 208: bar = 3.73; break; case 209: bar = 3.71; break; case 210: bar = 3.69; break; case 211: bar = 3.67; break; case 212: bar = 3.66; break; case 213: bar = 3.64; break; case 214: bar = 3.62; break; case 215: bar = 3.6; break; case 216: bar = 3.59; break; case 217: bar = 3.57; break; case 218: bar = 3.55; break; case 219: bar = 3.53; break; case 220: bar = 3.52; break; case 221: bar = 3.5; break; case 222: bar = 3.48; break; case 223: bar = 3.47; break; case 224: bar = 3.45; break; case 225: bar = 3.44; break; case 226: bar = 3.42; break; case 227: bar = 3.4; break; case 228: bar = 3.39; break; case 229: bar = 3.37; break; case 230: bar = 3.36; break; case 231: bar = 3.34; break; case 232: bar = 3.33; break; case 233: bar = 3.31; break; case 234: bar = 3.3; break; case 235: bar = 3.28; break; case 236: bar = 3.27; break; case 237: bar = 3.25; break; case 238: bar = 3.24; break; case 239: bar = 3.22; break; case 240: bar = 3.21; break; case 241: bar = 3.19; break; case 242: bar = 3.18; break; case 243: bar = 3.17; break; case 244: bar = 3.15; break; case 245: bar = 3.14; break; case 246: bar = 3.12; break; case 247: bar = 3.11; break; case 248: bar = 3.1; break; case 249: bar = 3.08; break; case 250: bar = 3.07; break; case 251: bar = 3.06; break; case 252: bar = 3.04; break; case 253: bar = 3.03; break; case 254: bar = 3.02; break; case 255: bar = 3.01; break; case 256: bar = 2.99; break; case 257: bar = 2.98; break; case 258: bar = 2.97; break; case 259: bar = 2.96; break; case 260: bar = 2.94; break; case 261: bar = 2.93; break; case 262: bar = 2.92; break; case 263: bar = 2.91; break; case 264: bar = 2.89; break; case 265: bar = 2.88; break; case 266: bar = 2.87; break; case 267: bar = 2.86; break; case 268: bar = 2.85; break; case 269: bar = 2.83; break; case 270: bar = 2.82; break; case 271: bar = 2.81; break; case 272: bar = 2.8; break; case 273: bar = 2.79; break; case 274: bar = 2.78; break; case 275: bar = 2.77; break; case 276: bar = 2.76; break; case 277: bar = 2.74; break; case 278: bar = 2.73; break; case 279: bar = 2.72; break; case 280: bar = 2.71; break; case 281: bar = 2.7; break; case 282: bar = 2.69; break; case 283: bar = 2.68; break; case 284: bar = 2.67; break; case 285: bar = 2.66; break; case 286: bar = 2.65; break; case 287: bar = 2.64; break; case 288: bar = 2.63; break; case 289: bar = 2.62; break; case 290: bar = 2.61; break; case 291: bar = 2.6; break; case 292: bar = 2.59; break; case 293: bar = 2.58; break; case 294: bar = 2.57; break; case 295: bar = 2.56; break; case 296: bar = 2.55; break; case 297: bar = 2.54; break; case 298: bar = 2.53; break; case 299: bar = 2.52; break; case 300: bar = 2.51; break; case 301: bar = 2.5; break; case 302: bar = 2.49; break; case 303: bar = 2.48; break; case 304: bar = 2.47; break; case 305: bar = 2.46; break; case 306: bar = 2.45; break; case 307: bar = 2.44; break; case 308: bar = 2.43; break; case 309: bar = 2.42; break; case 310: bar = 2.41; break; case 311: bar = 2.41; break; case 312: bar = 2.4; break; case 313: bar = 2.39; break; case 314: bar = 2.38; break; case 315: bar = 2.37; break; case 316: bar = 2.36; break; case 317: bar = 2.35; break; case 318: bar = 2.34; break; case 319: bar = 2.34; break; case 320: bar = 2.33; break; case 321: bar = 2.32; break; case 322: bar = 2.31; break; case 323: bar = 2.3; break; case 324: bar = 2.29; break; case 325: bar = 2.28; break; case 326: bar = 2.28; break; case 327: bar = 2.27; break; case 328: bar = 2.26; break; case 329: bar = 2.25; break; case 330: bar = 2.24; break; case 331: bar = 2.24; break; case 332: bar = 2.23; break; case 333: bar = 2.22; break; case 334: bar = 2.21; break; case 335: bar = 2.2; break; case 336: bar = 2.2; break; case 337: bar = 2.19; break; case 338: bar = 2.18; break; case 339: bar = 2.17; break; case 340: bar = 2.17; break; case 341: bar = 2.16; break; case 342: bar = 2.15; break; case 343: bar = 2.14; break; case 344: bar = 2.13; break; case 345: bar = 2.13; break; case 346: bar = 2.12; break; case 347: bar = 2.11; break; case 348: bar = 2.11; break; case 349: bar = 2.1; break; case 350: bar = 2.09; break; case 351: bar = 2.08; break; case 352: bar = 2.08; break; case 353: bar = 2.07; break; case 354: bar = 2.06; break; case 355: bar = 2.05; break; case 356: bar = 2.05; break; case 357: bar = 2.04; break; case 358: bar = 2.03; break; case 359: bar = 2.03; break; case 360: bar = 2.02; break; case 361: bar = 2.01; break; case 362: bar = 2.01; break; case 363: bar = 2; break; case 364: bar = 1.99; break; case 365: bar = 1.99; break; case 366: bar = 1.98; break; case 367: bar = 1.97; break; case 368: bar = 1.97; break; case 369: bar = 1.96; break; case 370: bar = 1.95; break; case 371: bar = 1.95; break; case 372: bar = 1.94; break; case 373: bar = 1.93; break; case 374: bar = 1.93; break; case 375: bar = 1.92; break; case 376: bar = 1.91; break; case 377: bar = 1.91; break; case 378: bar = 1.9; break; case 379: bar = 1.89; break; case 380: bar = 1.89; break; case 381: bar = 1.88; break; case 382: bar = 1.88; break; case 383: bar = 1.87; break; case 384: bar = 1.86; break; case 385: bar = 1.86; break; case 386: bar = 1.85; break; case 387: bar = 1.85; break; case 388: bar = 1.84; break; case 389: bar = 1.83; break; case 390: bar = 1.83; break; case 391: bar = 1.82; break; case 392: bar = 1.82; break; case 393: bar = 1.81; break; case 394: bar = 1.8; break; case 395: bar = 1.8; break; case 396: bar = 1.79; break; case 397: bar = 1.79; break; case 398: bar = 1.78; break; case 399: bar = 1.77; break; case 400: bar = 1.77; break; case 401: bar = 1.76; break; case 402: bar = 1.76; break; case 403: bar = 1.75; break; case 404: bar = 1.75; break; case 405: bar = 1.74; break; case 406: bar = 1.73; break; case 407: bar = 1.73; break; case 408: bar = 1.72; break; case 409: bar = 1.72; break; case 410: bar = 1.71; break; case 411: bar = 1.71; break; case 412: bar = 1.7; break; case 413: bar = 1.7; break; case 414: bar = 1.69; break; case 415: bar = 1.69; break; case 416: bar = 1.68; break; case 417: bar = 1.67; break; case 418: bar = 1.67; break; case 419: bar = 1.66; break; case 420: bar = 1.66; break; case 421: bar = 1.65; break; case 422: bar = 1.65; break; case 423: bar = 1.64; break; case 424: bar = 1.64; break; case 425: bar = 1.63; break; case 426: bar = 1.63; break; case 427: bar = 1.62; break; case 428: bar = 1.62; break; case 429: bar = 1.61; break; case 430: bar = 1.61; break; case 431: bar = 1.6; break; case 432: bar = 1.6; break; case 433: bar = 1.59; break; case 434: bar = 1.59; break; case 435: bar = 1.58; break; case 436: bar = 1.58; break; case 437: bar = 1.57; break; case 438: bar = 1.57; break; case 439: bar = 1.56; break; case 440: bar = 1.56; break; case 441: bar = 1.55; break; case 442: bar = 1.55; break; case 443: bar = 1.54; break; case 444: bar = 1.54; break; case 445: bar = 1.53; break; case 446: bar = 1.53; break; case 447: bar = 1.53; break; case 448: bar = 1.52; break; case 449: bar = 1.52; break; case 450: bar = 1.51; break; case 451: bar = 1.51; break; case 452: bar = 1.5; break; case 453: bar = 1.5; break; case 454: bar = 1.49; break; case 455: bar = 1.49; break; case 456: bar = 1.48; break; case 457: bar = 1.48; break; case 458: bar = 1.47; break; case 459: bar = 1.47; break; case 460: bar = 1.47; break; case 461: bar = 1.46; break; case 462: bar = 1.46; break; case 463: bar = 1.45; break; case 464: bar = 1.45; break; case 465: bar = 1.44; break; case 466: bar = 1.44; break; case 467: bar = 1.44; break; case 468: bar = 1.43; break; case 469: bar = 1.43; break; case 470: bar = 1.42; break; case 471: bar = 1.42; break; case 472: bar = 1.41; break; case 473: bar = 1.41; break; case 474: bar = 1.41; break; case 475: bar = 1.4; break; case 476: bar = 1.4; break; case 477: bar = 1.39; break; case 478: bar = 1.39; break; case 479: bar = 1.38; break; case 480: bar = 1.38; break; case 481: bar = 1.38; break; case 482: bar = 1.37; break; case 483: bar = 1.37; break; case 484: bar = 1.36; break; case 485: bar = 1.36; break; case 486: bar = 1.36; break; case 487: bar = 1.35; break; case 488: bar = 1.35; break; case 489: bar = 1.34; break; case 490: bar = 1.34; break; case 491: bar = 1.34; break; case 492: bar = 1.33; break; case 493: bar = 1.33; break; case 494: bar = 1.32; break; case 495: bar = 1.32; break; case 496: bar = 1.32; break; case 497: bar = 1.31; break; case 498: bar = 1.31; break; case 499: bar = 1.3; break; case 500: bar = 1.3; break; case 501: bar = 1.3; break; case 502: bar = 1.29; break; case 503: bar = 1.29; break; case 504: bar = 1.29; break; case 505: bar = 1.28; break; case 506: bar = 1.28; break; case 507: bar = 1.27; break; case 508: bar = 1.27; break; case 509: bar = 1.27; break; case 510: bar = 1.26; break; case 511: bar = 1.26; break; case 512: bar = 1.26; break; case 513: bar = 1.25; break; case 514: bar = 1.25; break; case 515: bar = 1.24; break; case 516: bar = 1.24; break; case 517: bar = 1.24; break; case 518: bar = 1.23; break; case 519: bar = 1.23; break; case 520: bar = 1.23; break; case 521: bar = 1.22; break; case 522: bar = 1.22; break; case 523: bar = 1.22; break; case 524: bar = 1.21; break; case 525: bar = 1.21; break; case 526: bar = 1.21; break; case 527: bar = 1.2; break; case 528: bar = 1.2; break; case 529: bar = 1.2; break; case 530: bar = 1.19; break; case 531: bar = 1.19; break; case 532: bar = 1.18; break; case 533: bar = 1.18; break; case 534: bar = 1.18; break; case 535: bar = 1.17; break; case 536: bar = 1.17; break; case 537: bar = 1.17; break; case 538: bar = 1.16; break; case 539: bar = 1.16; break; case 540: bar = 1.16; break; case 541: bar = 1.15; break; case 542: bar = 1.15; break; case 543: bar = 1.15; break; case 544: bar = 1.14; break; case 545: bar = 1.14; break; case 546: bar = 1.14; break; case 547: bar = 1.13; break; case 548: bar = 1.13; break; case 549: bar = 1.13; break; case 550: bar = 1.12; break; case 551: bar = 1.12; break; case 552: bar = 1.12; break; case 553: bar = 1.12; break; case 554: bar = 1.11; break; case 555: bar = 1.11; break; case 556: bar = 1.11; break; case 557: bar = 1.1; break; case 558: bar = 1.1; break; case 559: bar = 1.1; break; case 560: bar = 1.09; break; case 561: bar = 1.09; break; case 562: bar = 1.09; break; case 563: bar = 1.08; break; case 564: bar = 1.08; break; case 565: bar = 1.08; break; case 566: bar = 1.07; break; case 567: bar = 1.07; break; case 568: bar = 1.07; break; case 569: bar = 1.07; break; case 570: bar = 1.06; break; case 571: bar = 1.06; break; case 572: bar = 1.06; break; case 573: bar = 1.05; break; case 574: bar = 1.05; break; case 575: bar = 1.05; break; case 576: bar = 1.04; break; case 577: bar = 1.04; break; case 578: bar = 1.04; break; case 579: bar = 1.04; break; case 580: bar = 1.03; break; case 581: bar = 1.03; break; case 582: bar = 1.03; break; case 583: bar = 1.02; break; case 584: bar = 1.02; break; case 585: bar = 1.02; break; case 586: bar = 1.02; break; case 587: bar = 1.01; break; case 588: bar = 1.01; break; case 589: bar = 1.01; break; case 590: bar = 1; break; case 591: bar = 1; break; case 592: bar = 1; break; case 593: bar = 1; break; case 594: bar = 0.99; break; case 595: bar = 0.99; break; case 596: bar = 0.99; break; case 597: bar = 0.98; break; case 598: bar = 0.98; break; case 599: bar = 0.98; break; case 600: bar = 0.98; break; case 601: bar = 0.97; break; case 602: bar = 0.97; break; case 603: bar = 0.97; break; case 604: bar = 0.96; break; case 605: bar = 0.96; break; case 606: bar = 0.96; break; case 607: bar = 0.96; break; case 608: bar = 0.95; break; case 609: bar = 0.95; break; case 610: bar = 0.95; break; case 611: bar = 0.95; break; case 612: bar = 0.94; break; case 613: bar = 0.94; break; case 614: bar = 0.94; break; case 615: bar = 0.94; break; case 616: bar = 0.93; break; case 617: bar = 0.93; break; case 618: bar = 0.93; break; case 619: bar = 0.92; break; case 620: bar = 0.92; break; case 621: bar = 0.92; break; case 622: bar = 0.92; break; case 623: bar = 0.91; break; case 624: bar = 0.91; break; case 625: bar = 0.91; break; case 626: bar = 0.91; break; case 627: bar = 0.9; break; case 628: bar = 0.9; break; case 629: bar = 0.9; break; case 630: bar = 0.9; break; case 631: bar = 0.89; break; case 632: bar = 0.89; break; case 633: bar = 0.89; break; case 634: bar = 0.89; break; case 635: bar = 0.88; break; case 636: bar = 0.88; break; case 637: bar = 0.88; break; case 638: bar = 0.88; break; case 639: bar = 0.87; break; case 640: bar = 0.87; break; case 641: bar = 0.87; break; case 642: bar = 0.87; break; case 643: bar = 0.86; break; case 644: bar = 0.86; break; case 645: bar = 0.86; break; case 646: bar = 0.86; break; case 647: bar = 0.85; break; case 648: bar = 0.85; break; case 649: bar = 0.85; break; case 650: bar = 0.85; break; case 651: bar = 0.84; break; case 652: bar = 0.84; break; case 653: bar = 0.84; break; case 654: bar = 0.84; break; case 655: bar = 0.84; break; case 656: bar = 0.83; break; case 657: bar = 0.83; break; case 658: bar = 0.83; break; case 659: bar = 0.83; break; case 660: bar = 0.82; break; case 661: bar = 0.82; break; case 662: bar = 0.82; break; case 663: bar = 0.82; break; case 664: bar = 0.81; break; case 665: bar = 0.81; break; case 666: bar = 0.81; break; case 667: bar = 0.81; break; case 668: bar = 0.81; break; case 669: bar = 0.8; break; case 670: bar = 0.8; break; case 671: bar = 0.8; break; case 672: bar = 0.8; break; case 673: bar = 0.79; break; case 674: bar = 0.79; break; case 675: bar = 0.79; break; case 676: bar = 0.79; break; case 677: bar = 0.78; break; case 678: bar = 0.78; break; case 679: bar = 0.78; break; case 680: bar = 0.78; break; case 681: bar = 0.78; break; case 682: bar = 0.77; break; case 683: bar = 0.77; break; case 684: bar = 0.77; break; case 685: bar = 0.77; break; case 686: bar = 0.77; break; case 687: bar = 0.76; break; case 688: bar = 0.76; break; case 689: bar = 0.76; break; case 690: bar = 0.76; break; case 691: bar = 0.75; break; case 692: bar = 0.75; break; case 693: bar = 0.75; break; case 694: bar = 0.75; break; case 695: bar = 0.75; break; case 696: bar = 0.74; break; case 697: bar = 0.74; break; case 698: bar = 0.74; break; case 699: bar = 0.74; break; case 700: bar = 0.74; break; case 701: bar = 0.73; break; case 702: bar = 0.73; break; case 703: bar = 0.73; break; case 704: bar = 0.73; break; case 705: bar = 0.72; break; case 706: bar = 0.72; break; case 707: bar = 0.72; break; case 708: bar = 0.72; break; case 709: bar = 0.72; break; case 710: bar = 0.71; break; case 711: bar = 0.71; break; case 712: bar = 0.71; break; case 713: bar = 0.71; break; case 714: bar = 0.71; break; case 715: bar = 0.7; break; case 716: bar = 0.7; break; case 717: bar = 0.7; break; case 718: bar = 0.7; break; case 719: bar = 0.7; break; case 720: bar = 0.69; break; case 721: bar = 0.69; break; case 722: bar = 0.69; break; case 723: bar = 0.69; break; case 724: bar = 0.69; break; case 725: bar = 0.68; break; case 726: bar = 0.68; break; case 727: bar = 0.68; break; case 728: bar = 0.68; break; case 729: bar = 0.68; break; case 730: bar = 0.67; break; case 731: bar = 0.67; break; case 732: bar = 0.67; break; case 733: bar = 0.67; break; case 734: bar = 0.67; break; case 735: bar = 0.67; break; case 736: bar = 0.66; break; case 737: bar = 0.66; break; case 738: bar = 0.66; break; case 739: bar = 0.66; break; case 740: bar = 0.66; break; case 741: bar = 0.65; break; case 742: bar = 0.65; break; case 743: bar = 0.65; break; case 744: bar = 0.65; break; case 745: bar = 0.65; break; case 746: bar = 0.64; break; case 747: bar = 0.64; break; case 748: bar = 0.64; break; case 749: bar = 0.64; break; case 750: bar = 0.64; break; case 751: bar = 0.64; break; case 752: bar = 0.63; break; case 753: bar = 0.63; break; case 754: bar = 0.63; break; case 755: bar = 0.63; break; case 756: bar = 0.63; break; case 757: bar = 0.62; break; case 758: bar = 0.62; break; case 759: bar = 0.62; break; case 760: bar = 0.62; break; case 761: bar = 0.62; break; case 762: bar = 0.61; break; case 763: bar = 0.61; break; case 764: bar = 0.61; break; case 765: bar = 0.61; break; case 766: bar = 0.61; break; case 767: bar = 0.61; break; case 768: bar = 0.6; break; case 769: bar = 0.6; break; case 770: bar = 0.6; break; case 771: bar = 0.6; break; case 772: bar = 0.6; break; case 773: bar = 0.6; break; case 774: bar = 0.59; break; case 775: bar = 0.59; break; case 776: bar = 0.59; break; case 777: bar = 0.59; break; case 778: bar = 0.59; break; case 779: bar = 0.59; break; case 780: bar = 0.58; break; case 781: bar = 0.58; break; case 782: bar = 0.58; break; case 783: bar = 0.58; break; case 784: bar = 0.58; break; case 785: bar = 0.57; break; case 786: bar = 0.57; break; case 787: bar = 0.57; break; case 788: bar = 0.57; break; case 789: bar = 0.57; break; case 790: bar = 0.57; break; case 791: bar = 0.56; break; case 792: bar = 0.56; break; case 793: bar = 0.56; break; case 794: bar = 0.56; break; case 795: bar = 0.56; break; case 796: bar = 0.56; break; case 797: bar = 0.55; break; case 798: bar = 0.55; break; case 799: bar = 0.55; break; case 800: bar = 0.55; break; case 801: bar = 0.55; break; case 802: bar = 0.55; break; case 803: bar = 0.54; break; case 804: bar = 0.54; break; case 805: bar = 0.54; break; case 806: bar = 0.54; break; case 807: bar = 0.54; break; case 808: bar = 0.54; break; case 809: bar = 0.53; break; case 810: bar = 0.53; break; case 811: bar = 0.53; break; case 812: bar = 0.53; break; case 813: bar = 0.53; break; case 814: bar = 0.53; break; case 815: bar = 0.53; break; case 816: bar = 0.52; break; case 817: bar = 0.52; break; case 818: bar = 0.52; break; case 819: bar = 0.52; break; case 820: bar = 0.52; break; case 821: bar = 0.52; break; case 822: bar = 0.51; break; case 823: bar = 0.51; break; case 824: bar = 0.51; break; case 825: bar = 0.51; break; case 826: bar = 0.51; break; case 827: bar = 0.51; break; case 828: bar = 0.5; break; case 829: bar = 0.5; break; case 830: bar = 0.5; break; case 831: bar = 0.5; break; case 832: bar = 0.5; break; case 833: bar = 0.5; break; case 834: bar = 0.5; break; case 835: bar = 0.49; break; case 836: bar = 0.49; break; case 837: bar = 0.49; break; case 838: bar = 0.49; break; case 839: bar = 0.49; break; case 840: bar = 0.49; break; case 841: bar = 0.48; break; case 842: bar = 0.48; break; case 843: bar = 0.48; break; case 844: bar = 0.48; break; case 845: bar = 0.48; break; case 846: bar = 0.48; break; case 847: bar = 0.48; break; case 848: bar = 0.47; break; case 849: bar = 0.47; break; case 850: bar = 0.47; break; case 851: bar = 0.47; break; case 852: bar = 0.47; break; case 853: bar = 0.47; break; case 854: bar = 0.47; break; case 855: bar = 0.46; break; case 856: bar = 0.46; break; case 857: bar = 0.46; break; case 858: bar = 0.46; break; case 859: bar = 0.46; break; case 860: bar = 0.46; break; case 861: bar = 0.46; break; case 862: bar = 0.45; break; case 863: bar = 0.45; break; case 864: bar = 0.45; break; case 865: bar = 0.45; break; case 866: bar = 0.45; break; case 867: bar = 0.45; break; case 868: bar = 0.45; break; case 869: bar = 0.44; break; case 870: bar = 0.44; break; case 871: bar = 0.44; break; case 872: bar = 0.44; break; case 873: bar = 0.44; break; case 874: bar = 0.44; break; case 875: bar = 0.44; break; case 876: bar = 0.43; break; case 877: bar = 0.43; break; case 878: bar = 0.43; break; case 879: bar = 0.43; break; case 880: bar = 0.43; break; case 881: bar = 0.43; break; case 882: bar = 0.43; break; case 883: bar = 0.42; break; case 884: bar = 0.42; break; case 885: bar = 0.42; break; case 886: bar = 0.42; break; case 887: bar = 0.42; break; case 888: bar = 0.42; break; case 889: bar = 0.42; break; case 890: bar = 0.41; break; case 891: bar = 0.41; break; case 892: bar = 0.41; break; case 893: bar = 0.41; break; case 894: bar = 0.41; break; case 895: bar = 0.41; break; case 896: bar = 0.41; break; case 897: bar = 0.41; break; case 898: bar = 0.4; break; case 899: bar = 0.4; break; case 900: bar = 0.4; break; case 901: bar = 0.4; break; case 902: bar = 0.4; break; case 903: bar = 0.4; break; case 904: bar = 0.4; break; case 905: bar = 0.39; break; case 906: bar = 0.39; break; case 907: bar = 0.39; break; case 908: bar = 0.39; break; case 909: bar = 0.39; break; case 910: bar = 0.39; break; case 911: bar = 0.39; break; case 912: bar = 0.39; break; case 913: bar = 0.38; break; case 914: bar = 0.38; break; case 915: bar = 0.38; break; case 916: bar = 0.38; break; case 917: bar = 0.38; break; case 918: bar = 0.38; break; case 919: bar = 0.38; break; case 920: bar = 0.38; break; case 921: bar = 0.37; break; case 922: bar = 0.37; break; case 923: bar = 0.37; break; case 924: bar = 0.37; break; case 925: bar = 0.37; break; case 926: bar = 0.37; break; case 927: bar = 0.37; break; case 928: bar = 0.37; break; case 929: bar = 0.36; break; case 930: bar = 0.36; break; case 931: bar = 0.36; break; case 932: bar = 0.36; break; case 933: bar = 0.36; break; case 934: bar = 0.36; break; case 935: bar = 0.36; break; case 936: bar = 0.36; break; case 937: bar = 0.35; break; case 938: bar = 0.35; break; case 939: bar = 0.35; break; case 940: bar = 0.35; break; case 941: bar = 0.35; break; case 942: bar = 0.35; break; case 943: bar = 0.35; break; case 944: bar = 0.35; break; case 945: bar = 0.34; break; case 946: bar = 0.34; break; case 947: bar = 0.34; break; case 948: bar = 0.34; break; case 949: bar = 0.34; break; case 950: bar = 0.34; break; case 951: bar = 0.34; break; case 952: bar = 0.34; break; case 953: bar = 0.33; break; case 954: bar = 0.33; break; case 955: bar = 0.33; break; case 956: bar = 0.33; break; case 957: bar = 0.33; break; case 958: bar = 0.33; break; case 959: bar = 0.33; break; case 960: bar = 0.33; break; case 961: bar = 0.32; break; case 962: bar = 0.32; break; case 963: bar = 0.32; break; case 964: bar = 0.32; break; case 965: bar = 0.32; break; case 966: bar = 0.32; break; case 967: bar = 0.32; break; case 968: bar = 0.32; break; case 969: bar = 0.32; break; case 970: bar = 0.31; break; case 971: bar = 0.31; break; case 972: bar = 0.31; break; case 973: bar = 0.31; break; case 974: bar = 0.31; break; case 975: bar = 0.31; break; case 976: bar = 0.31; break; case 977: bar = 0.31; break; case 978: bar = 0.3; break; case 979: bar = 0.3; break; case 980: bar = 0.3; break; case 981: bar = 0.3; break; case 982: bar = 0.3; break; case 983: bar = 0.3; break; case 984: bar = 0.3; break; case 985: bar = 0.3; break; case 986: bar = 0.3; break; case 987: bar = 0.29; break; case 988: bar = 0.29; break; case 989: bar = 0.29; break; case 990: bar = 0.29; break; case 991: bar = 0.29; break; case 992: bar = 0.29; break; case 993: bar = 0.29; break; case 994: bar = 0.29; break; case 995: bar = 0.29; break; case 996: bar = 0.28; break; case 997: bar = 0.28; break; case 998: bar = 0.28; break; case 999: bar = 0.28; break; case 1000: bar = 0.28; break; case 1001: bar = 0.28; break; case 1002: bar = 0.28; break; case 1003: bar = 0.28; break; case 1004: bar = 0.28; break; case 1005: bar = 0.27; break; case 1006: bar = 0.27; break; case 1007: bar = 0.27; break; case 1008: bar = 0.27; break; case 1009: bar = 0.27; break; case 1010: bar = 0.27; break; case 1011: bar = 0.27; break; case 1012: bar = 0.27; break; case 1013: bar = 0.27; break; case 1014: bar = 0.26; break; case 1015: bar = 0.26; break; case 1016: bar = 0.26; break; case 1017: bar = 0.26; break; case 1018: bar = 0.26; break; case 1019: bar = 0.26; break; case 1020: bar = 0.26; break; case 1021: bar = 0.26; break; case 1022: bar = 0.26; break; case 1023: bar = 0.26; break; case 1024: bar = 0.25; break;
case 31: bar = 20.54; break; | case 31: bar = 20.54; break; case 32: bar = 20.02; break; case 33: bar = 19.52; break; case 34: bar = 19.04; break; case 35: bar = 18.59; break; case 36: bar = 18.16; break; case 37: bar = 17.76; break; case 38: bar = 17.37; break; case 39: bar = 17; break; case 40: bar = 16.64; break; case 41: bar = 16.3; break; case 42: bar = 15.98; break; case 43: bar = 15.67; break; case 44: bar = 15.37; break; case 45: bar = 15.08; break; case 46: bar = 14.81; break; case 47: bar = 14.54; break; case 48: bar = 14.28; break; case 49: bar = 14.04; break; case 50: bar = 13.8; break; case 51: bar = 13.57; break; case 52: bar = 13.35; break; case 53: bar = 13.13; break; case 54: bar = 12.93; break; case 55: bar = 12.73; break; case 56: bar = 12.53; break; case 57: bar = 12.34; break; case 58: bar = 12.16; break; case 59: bar = 11.98; break; case 60: bar = 11.81; break; case 61: bar = 11.65; break; case 62: bar = 11.48; break; case 63: bar = 11.33; break; case 64: bar = 11.17; break; case 65: bar = 11.02; break; case 66: bar = 10.88; break; case 67: bar = 10.74; break; case 68: bar = 10.6; break; case 69: bar = 10.47; break; case 70: bar = 10.34; break; case 71: bar = 10.21; break; case 72: bar = 10.09; break; case 73: bar = 9.97; break; case 74: bar = 9.85; break; case 75: bar = 9.73; break; case 76: bar = 9.62; break; case 77: bar = 9.51; break; case 78: bar = 9.4; break; case 79: bar = 9.3; break; case 80: bar = 9.19; break; case 81: bar = 9.09; break; case 82: bar = 9; break; case 83: bar = 8.9; break; case 84: bar = 8.81; break; case 85: bar = 8.71; break; case 86: bar = 8.62; break; case 87: bar = 8.53; break; case 88: bar = 8.45; break; case 89: bar = 8.36; break; case 90: bar = 8.28; break; case 91: bar = 8.2; break; case 92: bar = 8.12; break; case 93: bar = 8.04; break; case 94: bar = 7.96; break; case 95: bar = 7.89; break; case 96: bar = 7.81; break; case 97: bar = 7.74; break; case 98: bar = 7.67; break; case 99: bar = 7.6; break; case 100: bar = 7.53; break; case 101: bar = 7.46; break; case 102: bar = 7.4; break; case 103: bar = 7.33; break; case 104: bar = 7.27; break; case 105: bar = 7.2; break; case 106: bar = 7.14; break; case 107: bar = 7.08; break; case 108: bar = 7.02; break; case 109: bar = 6.96; break; case 110: bar = 6.9; break; case 111: bar = 6.85; break; case 112: bar = 6.79; break; case 113: bar = 6.74; break; case 114: bar = 6.68; break; case 115: bar = 6.63; break; case 116: bar = 6.57; break; case 117: bar = 6.52; break; case 118: bar = 6.47; break; case 119: bar = 6.42; break; case 120: bar = 6.37; break; case 121: bar = 6.32; break; case 122: bar = 6.27; break; case 123: bar = 6.23; break; case 124: bar = 6.18; break; case 125: bar = 6.13; break; case 126: bar = 6.09; break; case 127: bar = 6.04; break; case 128: bar = 6; break; case 129: bar = 5.95; break; case 130: bar = 5.91; break; case 131: bar = 5.87; break; case 132: bar = 5.83; break; case 133: bar = 5.79; break; case 134: bar = 5.75; break; case 135: bar = 5.71; break; case 136: bar = 5.67; break; case 137: bar = 5.63; break; case 138: bar = 5.59; break; case 139: bar = 5.55; break; case 140: bar = 5.51; break; case 141: bar = 5.47; break; case 142: bar = 5.44; break; case 143: bar = 5.4; break; case 144: bar = 5.37; break; case 145: bar = 5.33; break; case 146: bar = 5.3; break; case 147: bar = 5.26; break; case 148: bar = 5.23; break; case 149: bar = 5.19; break; case 150: bar = 5.16; break; case 151: bar = 5.13; break; case 152: bar = 5.09; break; case 153: bar = 5.06; break; case 154: bar = 5.03; break; case 155: bar = 5; break; case 156: bar = 4.97; break; case 157: bar = 4.94; break; case 158: bar = 4.91; break; case 159: bar = 4.88; break; case 160: bar = 4.85; break; case 161: bar = 4.82; break; case 162: bar = 4.79; break; case 163: bar = 4.76; break; case 164: bar = 4.73; break; case 165: bar = 4.7; break; case 166: bar = 4.68; break; case 167: bar = 4.65; break; case 168: bar = 4.62; break; case 169: bar = 4.59; break; case 170: bar = 4.57; break; case 171: bar = 4.54; break; case 172: bar = 4.52; break; case 173: bar = 4.49; break; case 174: bar = 4.46; break; case 175: bar = 4.44; break; case 176: bar = 4.41; break; case 177: bar = 4.39; break; case 178: bar = 4.36; break; case 179: bar = 4.34; break; case 180: bar = 4.32; break; case 181: bar = 4.29; break; case 182: bar = 4.27; break; case 183: bar = 4.25; break; case 184: bar = 4.22; break; case 185: bar = 4.2; break; case 186: bar = 4.18; break; case 187: bar = 4.15; break; case 188: bar = 4.13; break; case 189: bar = 4.11; break; case 190: bar = 4.09; break; case 191: bar = 4.07; break; case 192: bar = 4.05; break; case 193: bar = 4.02; break; case 194: bar = 4; break; case 195: bar = 3.98; break; case 196: bar = 3.96; break; case 197: bar = 3.94; break; case 198: bar = 3.92; break; case 199: bar = 3.9; break; case 200: bar = 3.88; break; case 201: bar = 3.86; break; case 202: bar = 3.84; break; case 203: bar = 3.82; break; case 204: bar = 3.8; break; case 205: bar = 3.78; break; case 206: bar = 3.77; break; case 207: bar = 3.75; break; case 208: bar = 3.73; break; case 209: bar = 3.71; break; case 210: bar = 3.69; break; case 211: bar = 3.67; break; case 212: bar = 3.66; break; case 213: bar = 3.64; break; case 214: bar = 3.62; break; case 215: bar = 3.6; break; case 216: bar = 3.59; break; case 217: bar = 3.57; break; case 218: bar = 3.55; break; case 219: bar = 3.53; break; case 220: bar = 3.52; break; case 221: bar = 3.5; break; case 222: bar = 3.48; break; case 223: bar = 3.47; break; case 224: bar = 3.45; break; case 225: bar = 3.44; break; case 226: bar = 3.42; break; case 227: bar = 3.4; break; case 228: bar = 3.39; break; case 229: bar = 3.37; break; case 230: bar = 3.36; break; case 231: bar = 3.34; break; case 232: bar = 3.33; break; case 233: bar = 3.31; break; case 234: bar = 3.3; break; case 235: bar = 3.28; break; case 236: bar = 3.27; break; case 237: bar = 3.25; break; case 238: bar = 3.24; break; case 239: bar = 3.22; break; case 240: bar = 3.21; break; case 241: bar = 3.19; break; case 242: bar = 3.18; break; case 243: bar = 3.17; break; case 244: bar = 3.15; break; case 245: bar = 3.14; break; case 246: bar = 3.12; break; case 247: bar = 3.11; break; case 248: bar = 3.1; break; case 249: bar = 3.08; break; case 250: bar = 3.07; break; case 251: bar = 3.06; break; case 252: bar = 3.04; break; case 253: bar = 3.03; break; case 254: bar = 3.02; break; case 255: bar = 3.01; break; case 256: bar = 2.99; break; case 257: bar = 2.98; break; case 258: bar = 2.97; break; case 259: bar = 2.96; break; case 260: bar = 2.94; break; case 261: bar = 2.93; break; case 262: bar = 2.92; break; case 263: bar = 2.91; break; case 264: bar = 2.89; break; case 265: bar = 2.88; break; case 266: bar = 2.87; break; case 267: bar = 2.86; break; case 268: bar = 2.85; break; case 269: bar = 2.83; break; case 270: bar = 2.82; break; case 271: bar = 2.81; break; case 272: bar = 2.8; break; case 273: bar = 2.79; break; case 274: bar = 2.78; break; case 275: bar = 2.77; break; case 276: bar = 2.76; break; case 277: bar = 2.74; break; case 278: bar = 2.73; break; case 279: bar = 2.72; break; case 280: bar = 2.71; break; case 281: bar = 2.7; break; case 282: bar = 2.69; break; case 283: bar = 2.68; break; case 284: bar = 2.67; break; case 285: bar = 2.66; break; case 286: bar = 2.65; break; case 287: bar = 2.64; break; case 288: bar = 2.63; break; case 289: bar = 2.62; break; case 290: bar = 2.61; break; case 291: bar = 2.6; break; case 292: bar = 2.59; break; case 293: bar = 2.58; break; case 294: bar = 2.57; break; case 295: bar = 2.56; break; case 296: bar = 2.55; break; case 297: bar = 2.54; break; case 298: bar = 2.53; break; case 299: bar = 2.52; break; case 300: bar = 2.51; break; case 301: bar = 2.5; break; case 302: bar = 2.49; break; case 303: bar = 2.48; break; case 304: bar = 2.47; break; case 305: bar = 2.46; break; case 306: bar = 2.45; break; case 307: bar = 2.44; break; case 308: bar = 2.43; break; case 309: bar = 2.42; break; case 310: bar = 2.41; break; case 311: bar = 2.41; break; case 312: bar = 2.4; break; case 313: bar = 2.39; break; case 314: bar = 2.38; break; case 315: bar = 2.37; break; case 316: bar = 2.36; break; case 317: bar = 2.35; break; case 318: bar = 2.34; break; case 319: bar = 2.34; break; case 320: bar = 2.33; break; case 321: bar = 2.32; break; case 322: bar = 2.31; break; case 323: bar = 2.3; break; case 324: bar = 2.29; break; case 325: bar = 2.28; break; case 326: bar = 2.28; break; case 327: bar = 2.27; break; case 328: bar = 2.26; break; case 329: bar = 2.25; break; case 330: bar = 2.24; break; case 331: bar = 2.24; break; case 332: bar = 2.23; break; case 333: bar = 2.22; break; case 334: bar = 2.21; break; case 335: bar = 2.2; break; case 336: bar = 2.2; break; case 337: bar = 2.19; break; case 338: bar = 2.18; break; case 339: bar = 2.17; break; case 340: bar = 2.17; break; case 341: bar = 2.16; break; case 342: bar = 2.15; break; case 343: bar = 2.14; break; case 344: bar = 2.13; break; case 345: bar = 2.13; break; case 346: bar = 2.12; break; case 347: bar = 2.11; break; case 348: bar = 2.11; break; case 349: bar = 2.1; break; case 350: bar = 2.09; break; case 351: bar = 2.08; break; case 352: bar = 2.08; break; case 353: bar = 2.07; break; case 354: bar = 2.06; break; case 355: bar = 2.05; break; case 356: bar = 2.05; break; case 357: bar = 2.04; break; case 358: bar = 2.03; break; case 359: bar = 2.03; break; case 360: bar = 2.02; break; case 361: bar = 2.01; break; case 362: bar = 2.01; break; case 363: bar = 2; break; case 364: bar = 1.99; break; case 365: bar = 1.99; break; case 366: bar = 1.98; break; case 367: bar = 1.97; break; case 368: bar = 1.97; break; case 369: bar = 1.96; break; case 370: bar = 1.95; break; case 371: bar = 1.95; break; case 372: bar = 1.94; break; case 373: bar = 1.93; break; case 374: bar = 1.93; break; case 375: bar = 1.92; break; case 376: bar = 1.91; break; case 377: bar = 1.91; break; case 378: bar = 1.9; break; case 379: bar = 1.89; break; case 380: bar = 1.89; break; case 381: bar = 1.88; break; case 382: bar = 1.88; break; case 383: bar = 1.87; break; case 384: bar = 1.86; break; case 385: bar = 1.86; break; case 386: bar = 1.85; break; case 387: bar = 1.85; break; case 388: bar = 1.84; break; case 389: bar = 1.83; break; case 390: bar = 1.83; break; case 391: bar = 1.82; break; case 392: bar = 1.82; break; case 393: bar = 1.81; break; case 394: bar = 1.8; break; case 395: bar = 1.8; break; case 396: bar = 1.79; break; case 397: bar = 1.79; break; case 398: bar = 1.78; break; case 399: bar = 1.77; break; case 400: bar = 1.77; break; case 401: bar = 1.76; break; case 402: bar = 1.76; break; case 403: bar = 1.75; break; case 404: bar = 1.75; break; case 405: bar = 1.74; break; case 406: bar = 1.73; break; case 407: bar = 1.73; break; case 408: bar = 1.72; break; case 409: bar = 1.72; break; case 410: bar = 1.71; break; case 411: bar = 1.71; break; case 412: bar = 1.7; break; case 413: bar = 1.7; break; case 414: bar = 1.69; break; case 415: bar = 1.69; break; case 416: bar = 1.68; break; case 417: bar = 1.67; break; case 418: bar = 1.67; break; case 419: bar = 1.66; break; case 420: bar = 1.66; break; case 421: bar = 1.65; break; case 422: bar = 1.65; break; case 423: bar = 1.64; break; case 424: bar = 1.64; break; case 425: bar = 1.63; break; case 426: bar = 1.63; break; case 427: bar = 1.62; break; case 428: bar = 1.62; break; case 429: bar = 1.61; break; case 430: bar = 1.61; break; case 431: bar = 1.6; break; case 432: bar = 1.6; break; case 433: bar = 1.59; break; case 434: bar = 1.59; break; case 435: bar = 1.58; break; case 436: bar = 1.58; break; case 437: bar = 1.57; break; case 438: bar = 1.57; break; case 439: bar = 1.56; break; case 440: bar = 1.56; break; case 441: bar = 1.55; break; case 442: bar = 1.55; break; case 443: bar = 1.54; break; case 444: bar = 1.54; break; case 445: bar = 1.53; break; case 446: bar = 1.53; break; case 447: bar = 1.53; break; case 448: bar = 1.52; break; case 449: bar = 1.52; break; case 450: bar = 1.51; break; case 451: bar = 1.51; break; case 452: bar = 1.5; break; case 453: bar = 1.5; break; case 454: bar = 1.49; break; case 455: bar = 1.49; break; case 456: bar = 1.48; break; case 457: bar = 1.48; break; case 458: bar = 1.47; break; case 459: bar = 1.47; break; case 460: bar = 1.47; break; case 461: bar = 1.46; break; case 462: bar = 1.46; break; case 463: bar = 1.45; break; case 464: bar = 1.45; break; case 465: bar = 1.44; break; case 466: bar = 1.44; break; case 467: bar = 1.44; break; case 468: bar = 1.43; break; case 469: bar = 1.43; break; case 470: bar = 1.42; break; case 471: bar = 1.42; break; case 472: bar = 1.41; break; case 473: bar = 1.41; break; case 474: bar = 1.41; break; case 475: bar = 1.4; break; case 476: bar = 1.4; break; case 477: bar = 1.39; break; case 478: bar = 1.39; break; case 479: bar = 1.38; break; case 480: bar = 1.38; break; case 481: bar = 1.38; break; case 482: bar = 1.37; break; case 483: bar = 1.37; break; case 484: bar = 1.36; break; case 485: bar = 1.36; break; case 486: bar = 1.36; break; case 487: bar = 1.35; break; case 488: bar = 1.35; break; case 489: bar = 1.34; break; case 490: bar = 1.34; break; case 491: bar = 1.34; break; case 492: bar = 1.33; break; case 493: bar = 1.33; break; case 494: bar = 1.32; break; case 495: bar = 1.32; break; case 496: bar = 1.32; break; case 497: bar = 1.31; break; case 498: bar = 1.31; break; case 499: bar = 1.3; break; case 500: bar = 1.3; break; case 501: bar = 1.3; break; case 502: bar = 1.29; break; case 503: bar = 1.29; break; case 504: bar = 1.29; break; case 505: bar = 1.28; break; case 506: bar = 1.28; break; case 507: bar = 1.27; break; case 508: bar = 1.27; break; case 509: bar = 1.27; break; case 510: bar = 1.26; break; case 511: bar = 1.26; break; case 512: bar = 1.26; break; case 513: bar = 1.25; break; case 514: bar = 1.25; break; case 515: bar = 1.24; break; case 516: bar = 1.24; break; case 517: bar = 1.24; break; case 518: bar = 1.23; break; case 519: bar = 1.23; break; case 520: bar = 1.23; break; case 521: bar = 1.22; break; case 522: bar = 1.22; break; case 523: bar = 1.22; break; case 524: bar = 1.21; break; case 525: bar = 1.21; break; case 526: bar = 1.21; break; case 527: bar = 1.2; break; case 528: bar = 1.2; break; case 529: bar = 1.2; break; case 530: bar = 1.19; break; case 531: bar = 1.19; break; case 532: bar = 1.18; break; case 533: bar = 1.18; break; case 534: bar = 1.18; break; case 535: bar = 1.17; break; case 536: bar = 1.17; break; case 537: bar = 1.17; break; case 538: bar = 1.16; break; case 539: bar = 1.16; break; case 540: bar = 1.16; break; case 541: bar = 1.15; break; case 542: bar = 1.15; break; case 543: bar = 1.15; break; case 544: bar = 1.14; break; case 545: bar = 1.14; break; case 546: bar = 1.14; break; case 547: bar = 1.13; break; case 548: bar = 1.13; break; case 549: bar = 1.13; break; case 550: bar = 1.12; break; case 551: bar = 1.12; break; case 552: bar = 1.12; break; case 553: bar = 1.12; break; case 554: bar = 1.11; break; case 555: bar = 1.11; break; case 556: bar = 1.11; break; case 557: bar = 1.1; break; case 558: bar = 1.1; break; case 559: bar = 1.1; break; case 560: bar = 1.09; break; case 561: bar = 1.09; break; case 562: bar = 1.09; break; case 563: bar = 1.08; break; case 564: bar = 1.08; break; case 565: bar = 1.08; break; case 566: bar = 1.07; break; case 567: bar = 1.07; break; case 568: bar = 1.07; break; case 569: bar = 1.07; break; case 570: bar = 1.06; break; case 571: bar = 1.06; break; case 572: bar = 1.06; break; case 573: bar = 1.05; break; case 574: bar = 1.05; break; case 575: bar = 1.05; break; case 576: bar = 1.04; break; case 577: bar = 1.04; break; case 578: bar = 1.04; break; case 579: bar = 1.04; break; case 580: bar = 1.03; break; case 581: bar = 1.03; break; case 582: bar = 1.03; break; case 583: bar = 1.02; break; case 584: bar = 1.02; break; case 585: bar = 1.02; break; case 586: bar = 1.02; break; case 587: bar = 1.01; break; case 588: bar = 1.01; break; case 589: bar = 1.01; break; case 590: bar = 1; break; case 591: bar = 1; break; case 592: bar = 1; break; case 593: bar = 1; break; case 594: bar = 0.99; break; case 595: bar = 0.99; break; case 596: bar = 0.99; break; case 597: bar = 0.98; break; case 598: bar = 0.98; break; case 599: bar = 0.98; break; case 600: bar = 0.98; break; case 601: bar = 0.97; break; case 602: bar = 0.97; break; case 603: bar = 0.97; break; case 604: bar = 0.96; break; case 605: bar = 0.96; break; case 606: bar = 0.96; break; case 607: bar = 0.96; break; case 608: bar = 0.95; break; case 609: bar = 0.95; break; case 610: bar = 0.95; break; case 611: bar = 0.95; break; case 612: bar = 0.94; break; case 613: bar = 0.94; break; case 614: bar = 0.94; break; case 615: bar = 0.94; break; case 616: bar = 0.93; break; case 617: bar = 0.93; break; case 618: bar = 0.93; break; case 619: bar = 0.92; break; case 620: bar = 0.92; break; case 621: bar = 0.92; break; case 622: bar = 0.92; break; case 623: bar = 0.91; break; case 624: bar = 0.91; break; case 625: bar = 0.91; break; case 626: bar = 0.91; break; case 627: bar = 0.9; break; case 628: bar = 0.9; break; case 629: bar = 0.9; break; case 630: bar = 0.9; break; case 631: bar = 0.89; break; case 632: bar = 0.89; break; case 633: bar = 0.89; break; case 634: bar = 0.89; break; case 635: bar = 0.88; break; case 636: bar = 0.88; break; case 637: bar = 0.88; break; case 638: bar = 0.88; break; case 639: bar = 0.87; break; case 640: bar = 0.87; break; case 641: bar = 0.87; break; case 642: bar = 0.87; break; case 643: bar = 0.86; break; case 644: bar = 0.86; break; case 645: bar = 0.86; break; case 646: bar = 0.86; break; case 647: bar = 0.85; break; case 648: bar = 0.85; break; case 649: bar = 0.85; break; case 650: bar = 0.85; break; case 651: bar = 0.84; break; case 652: bar = 0.84; break; case 653: bar = 0.84; break; case 654: bar = 0.84; break; case 655: bar = 0.84; break; case 656: bar = 0.83; break; case 657: bar = 0.83; break; case 658: bar = 0.83; break; case 659: bar = 0.83; break; case 660: bar = 0.82; break; case 661: bar = 0.82; break; case 662: bar = 0.82; break; case 663: bar = 0.82; break; case 664: bar = 0.81; break; case 665: bar = 0.81; break; case 666: bar = 0.81; break; case 667: bar = 0.81; break; case 668: bar = 0.81; break; case 669: bar = 0.8; break; case 670: bar = 0.8; break; case 671: bar = 0.8; break; case 672: bar = 0.8; break; case 673: bar = 0.79; break; case 674: bar = 0.79; break; case 675: bar = 0.79; break; case 676: bar = 0.79; break; case 677: bar = 0.78; break; case 678: bar = 0.78; break; case 679: bar = 0.78; break; case 680: bar = 0.78; break; case 681: bar = 0.78; break; case 682: bar = 0.77; break; case 683: bar = 0.77; break; case 684: bar = 0.77; break; case 685: bar = 0.77; break; case 686: bar = 0.77; break; case 687: bar = 0.76; break; case 688: bar = 0.76; break; case 689: bar = 0.76; break; case 690: bar = 0.76; break; case 691: bar = 0.75; break; case 692: bar = 0.75; break; case 693: bar = 0.75; break; case 694: bar = 0.75; break; case 695: bar = 0.75; break; case 696: bar = 0.74; break; case 697: bar = 0.74; break; case 698: bar = 0.74; break; case 699: bar = 0.74; break; case 700: bar = 0.74; break; case 701: bar = 0.73; break; case 702: bar = 0.73; break; case 703: bar = 0.73; break; case 704: bar = 0.73; break; case 705: bar = 0.72; break; case 706: bar = 0.72; break; case 707: bar = 0.72; break; case 708: bar = 0.72; break; case 709: bar = 0.72; break; case 710: bar = 0.71; break; case 711: bar = 0.71; break; case 712: bar = 0.71; break; case 713: bar = 0.71; break; case 714: bar = 0.71; break; case 715: bar = 0.7; break; case 716: bar = 0.7; break; case 717: bar = 0.7; break; case 718: bar = 0.7; break; case 719: bar = 0.7; break; case 720: bar = 0.69; break; case 721: bar = 0.69; break; case 722: bar = 0.69; break; case 723: bar = 0.69; break; case 724: bar = 0.69; break; case 725: bar = 0.68; break; case 726: bar = 0.68; break; case 727: bar = 0.68; break; case 728: bar = 0.68; break; case 729: bar = 0.68; break; case 730: bar = 0.67; break; case 731: bar = 0.67; break; case 732: bar = 0.67; break; case 733: bar = 0.67; break; case 734: bar = 0.67; break; case 735: bar = 0.67; break; case 736: bar = 0.66; break; case 737: bar = 0.66; break; case 738: bar = 0.66; break; case 739: bar = 0.66; break; case 740: bar = 0.66; break; case 741: bar = 0.65; break; case 742: bar = 0.65; break; case 743: bar = 0.65; break; case 744: bar = 0.65; break; case 745: bar = 0.65; break; case 746: bar = 0.64; break; case 747: bar = 0.64; break; case 748: bar = 0.64; break; case 749: bar = 0.64; break; case 750: bar = 0.64; break; case 751: bar = 0.64; break; case 752: bar = 0.63; break; case 753: bar = 0.63; break; case 754: bar = 0.63; break; case 755: bar = 0.63; break; case 756: bar = 0.63; break; case 757: bar = 0.62; break; case 758: bar = 0.62; break; case 759: bar = 0.62; break; case 760: bar = 0.62; break; case 761: bar = 0.62; break; case 762: bar = 0.61; break; case 763: bar = 0.61; break; case 764: bar = 0.61; break; case 765: bar = 0.61; break; case 766: bar = 0.61; break; case 767: bar = 0.61; break; case 768: bar = 0.6; break; case 769: bar = 0.6; break; case 770: bar = 0.6; break; case 771: bar = 0.6; break; case 772: bar = 0.6; break; case 773: bar = 0.6; break; case 774: bar = 0.59; break; case 775: bar = 0.59; break; case 776: bar = 0.59; break; case 777: bar = 0.59; break; case 778: bar = 0.59; break; case 779: bar = 0.59; break; case 780: bar = 0.58; break; case 781: bar = 0.58; break; case 782: bar = 0.58; break; case 783: bar = 0.58; break; case 784: bar = 0.58; break; case 785: bar = 0.57; break; case 786: bar = 0.57; break; case 787: bar = 0.57; break; case 788: bar = 0.57; break; case 789: bar = 0.57; break; case 790: bar = 0.57; break; case 791: bar = 0.56; break; case 792: bar = 0.56; break; case 793: bar = 0.56; break; case 794: bar = 0.56; break; case 795: bar = 0.56; break; case 796: bar = 0.56; break; case 797: bar = 0.55; break; case 798: bar = 0.55; break; case 799: bar = 0.55; break; case 800: bar = 0.55; break; case 801: bar = 0.55; break; case 802: bar = 0.55; break; case 803: bar = 0.54; break; case 804: bar = 0.54; break; case 805: bar = 0.54; break; case 806: bar = 0.54; break; case 807: bar = 0.54; break; case 808: bar = 0.54; break; case 809: bar = 0.53; break; case 810: bar = 0.53; break; case 811: bar = 0.53; break; case 812: bar = 0.53; break; case 813: bar = 0.53; break; case 814: bar = 0.53; break; case 815: bar = 0.53; break; case 816: bar = 0.52; break; case 817: bar = 0.52; break; case 818: bar = 0.52; break; case 819: bar = 0.52; break; case 820: bar = 0.52; break; case 821: bar = 0.52; break; case 822: bar = 0.51; break; case 823: bar = 0.51; break; case 824: bar = 0.51; break; case 825: bar = 0.51; break; case 826: bar = 0.51; break; case 827: bar = 0.51; break; case 828: bar = 0.5; break; case 829: bar = 0.5; break; case 830: bar = 0.5; break; case 831: bar = 0.5; break; case 832: bar = 0.5; break; case 833: bar = 0.5; break; case 834: bar = 0.5; break; case 835: bar = 0.49; break; case 836: bar = 0.49; break; case 837: bar = 0.49; break; case 838: bar = 0.49; break; case 839: bar = 0.49; break; case 840: bar = 0.49; break; case 841: bar = 0.48; break; case 842: bar = 0.48; break; case 843: bar = 0.48; break; case 844: bar = 0.48; break; case 845: bar = 0.48; break; case 846: bar = 0.48; break; case 847: bar = 0.48; break; case 848: bar = 0.47; break; case 849: bar = 0.47; break; case 850: bar = 0.47; break; case 851: bar = 0.47; break; case 852: bar = 0.47; break; case 853: bar = 0.47; break; case 854: bar = 0.47; break; case 855: bar = 0.46; break; case 856: bar = 0.46; break; case 857: bar = 0.46; break; case 858: bar = 0.46; break; case 859: bar = 0.46; break; case 860: bar = 0.46; break; case 861: bar = 0.46; break; case 862: bar = 0.45; break; case 863: bar = 0.45; break; case 864: bar = 0.45; break; case 865: bar = 0.45; break; case 866: bar = 0.45; break; case 867: bar = 0.45; break; case 868: bar = 0.45; break; case 869: bar = 0.44; break; case 870: bar = 0.44; break; case 871: bar = 0.44; break; case 872: bar = 0.44; break; case 873: bar = 0.44; break; case 874: bar = 0.44; break; case 875: bar = 0.44; break; case 876: bar = 0.43; break; case 877: bar = 0.43; break; case 878: bar = 0.43; break; case 879: bar = 0.43; break; case 880: bar = 0.43; break; case 881: bar = 0.43; break; case 882: bar = 0.43; break; case 883: bar = 0.42; break; case 884: bar = 0.42; break; case 885: bar = 0.42; break; case 886: bar = 0.42; break; case 887: bar = 0.42; break; case 888: bar = 0.42; break; case 889: bar = 0.42; break; case 890: bar = 0.41; break; case 891: bar = 0.41; break; case 892: bar = 0.41; break; case 893: bar = 0.41; break; case 894: bar = 0.41; break; case 895: bar = 0.41; break; case 896: bar = 0.41; break; case 897: bar = 0.41; break; case 898: bar = 0.4; break; case 899: bar = 0.4; break; case 900: bar = 0.4; break; case 901: bar = 0.4; break; case 902: bar = 0.4; break; case 903: bar = 0.4; break; case 904: bar = 0.4; break; case 905: bar = 0.39; break; case 906: bar = 0.39; break; case 907: bar = 0.39; break; case 908: bar = 0.39; break; case 909: bar = 0.39; break; case 910: bar = 0.39; break; case 911: bar = 0.39; break; case 912: bar = 0.39; break; case 913: bar = 0.38; break; case 914: bar = 0.38; break; case 915: bar = 0.38; break; case 916: bar = 0.38; break; case 917: bar = 0.38; break; case 918: bar = 0.38; break; case 919: bar = 0.38; break; case 920: bar = 0.38; break; case 921: bar = 0.37; break; case 922: bar = 0.37; break; case 923: bar = 0.37; break; case 924: bar = 0.37; break; case 925: bar = 0.37; break; case 926: bar = 0.37; break; case 927: bar = 0.37; break; case 928: bar = 0.37; break; case 929: bar = 0.36; break; case 930: bar = 0.36; break; case 931: bar = 0.36; break; case 932: bar = 0.36; break; case 933: bar = 0.36; break; case 934: bar = 0.36; break; case 935: bar = 0.36; break; case 936: bar = 0.36; break; case 937: bar = 0.35; break; case 938: bar = 0.35; break; case 939: bar = 0.35; break; case 940: bar = 0.35; break; case 941: bar = 0.35; break; case 942: bar = 0.35; break; case 943: bar = 0.35; break; case 944: bar = 0.35; break; case 945: bar = 0.34; break; case 946: bar = 0.34; break; case 947: bar = 0.34; break; case 948: bar = 0.34; break; case 949: bar = 0.34; break; case 950: bar = 0.34; break; case 951: bar = 0.34; break; case 952: bar = 0.34; break; case 953: bar = 0.33; break; case 954: bar = 0.33; break; case 955: bar = 0.33; break; case 956: bar = 0.33; break; case 957: bar = 0.33; break; case 958: bar = 0.33; break; case 959: bar = 0.33; break; case 960: bar = 0.33; break; case 961: bar = 0.32; break; case 962: bar = 0.32; break; case 963: bar = 0.32; break; case 964: bar = 0.32; break; case 965: bar = 0.32; break; case 966: bar = 0.32; break; case 967: bar = 0.32; break; case 968: bar = 0.32; break; case 969: bar = 0.32; break; case 970: bar = 0.31; break; case 971: bar = 0.31; break; case 972: bar = 0.31; break; case 973: bar = 0.31; break; case 974: bar = 0.31; break; case 975: bar = 0.31; break; case 976: bar = 0.31; break; case 977: bar = 0.31; break; case 978: bar = 0.3; break; case 979: bar = 0.3; break; case 980: bar = 0.3; break; case 981: bar = 0.3; break; case 982: bar = 0.3; break; case 983: bar = 0.3; break; case 984: bar = 0.3; break; case 985: bar = 0.3; break; case 986: bar = 0.3; break; case 987: bar = 0.29; break; case 988: bar = 0.29; break; case 989: bar = 0.29; break; case 990: bar = 0.29; break; case 991: bar = 0.29; break; case 992: bar = 0.29; break; case 993: bar = 0.29; break; case 994: bar = 0.29; break; case 995: bar = 0.29; break; case 996: bar = 0.28; break; case 997: bar = 0.28; break; case 998: bar = 0.28; break; case 999: bar = 0.28; break; case 1000: bar = 0.28; break; case 1001: bar = 0.28; break; case 1002: bar = 0.28; break; case 1003: bar = 0.28; break; case 1004: bar = 0.28; break; case 1005: bar = 0.27; break; case 1006: bar = 0.27; break; case 1007: bar = 0.27; break; case 1008: bar = 0.27; break; case 1009: bar = 0.27; break; case 1010: bar = 0.27; break; case 1011: bar = 0.27; break; case 1012: bar = 0.27; break; case 1013: bar = 0.27; break; case 1014: bar = 0.26; break; case 1015: bar = 0.26; break; case 1016: bar = 0.26; break; case 1017: bar = 0.26; break; case 1018: bar = 0.26; break; case 1019: bar = 0.26; break; case 1020: bar = 0.26; break; case 1021: bar = 0.26; break; case 1022: bar = 0.26; break; case 1023: bar = 0.26; break; case 1024: bar = 0.25; break;
case 32: bar = 20.02; break; | case 32: bar = 20.02; break; case 33: bar = 19.52; break; case 34: bar = 19.04; break; case 35: bar = 18.59; break; case 36: bar = 18.16; break; case 37: bar = 17.76; break; case 38: bar = 17.37; break; case 39: bar = 17; break; case 40: bar = 16.64; break; case 41: bar = 16.3; break; case 42: bar = 15.98; break; case 43: bar = 15.67; break; case 44: bar = 15.37; break; case 45: bar = 15.08; break; case 46: bar = 14.81; break; case 47: bar = 14.54; break; case 48: bar = 14.28; break; case 49: bar = 14.04; break; case 50: bar = 13.8; break; case 51: bar = 13.57; break; case 52: bar = 13.35; break; case 53: bar = 13.13; break; case 54: bar = 12.93; break; case 55: bar = 12.73; break; case 56: bar = 12.53; break; case 57: bar = 12.34; break; case 58: bar = 12.16; break; case 59: bar = 11.98; break; case 60: bar = 11.81; break; case 61: bar = 11.65; break; case 62: bar = 11.48; break; case 63: bar = 11.33; break; case 64: bar = 11.17; break; case 65: bar = 11.02; break; case 66: bar = 10.88; break; case 67: bar = 10.74; break; case 68: bar = 10.6; break; case 69: bar = 10.47; break; case 70: bar = 10.34; break; case 71: bar = 10.21; break; case 72: bar = 10.09; break; case 73: bar = 9.97; break; case 74: bar = 9.85; break; case 75: bar = 9.73; break; case 76: bar = 9.62; break; case 77: bar = 9.51; break; case 78: bar = 9.4; break; case 79: bar = 9.3; break; case 80: bar = 9.19; break; case 81: bar = 9.09; break; case 82: bar = 9; break; case 83: bar = 8.9; break; case 84: bar = 8.81; break; case 85: bar = 8.71; break; case 86: bar = 8.62; break; case 87: bar = 8.53; break; case 88: bar = 8.45; break; case 89: bar = 8.36; break; case 90: bar = 8.28; break; case 91: bar = 8.2; break; case 92: bar = 8.12; break; case 93: bar = 8.04; break; case 94: bar = 7.96; break; case 95: bar = 7.89; break; case 96: bar = 7.81; break; case 97: bar = 7.74; break; case 98: bar = 7.67; break; case 99: bar = 7.6; break; case 100: bar = 7.53; break; case 101: bar = 7.46; break; case 102: bar = 7.4; break; case 103: bar = 7.33; break; case 104: bar = 7.27; break; case 105: bar = 7.2; break; case 106: bar = 7.14; break; case 107: bar = 7.08; break; case 108: bar = 7.02; break; case 109: bar = 6.96; break; case 110: bar = 6.9; break; case 111: bar = 6.85; break; case 112: bar = 6.79; break; case 113: bar = 6.74; break; case 114: bar = 6.68; break; case 115: bar = 6.63; break; case 116: bar = 6.57; break; case 117: bar = 6.52; break; case 118: bar = 6.47; break; case 119: bar = 6.42; break; case 120: bar = 6.37; break; case 121: bar = 6.32; break; case 122: bar = 6.27; break; case 123: bar = 6.23; break; case 124: bar = 6.18; break; case 125: bar = 6.13; break; case 126: bar = 6.09; break; case 127: bar = 6.04; break; case 128: bar = 6; break; case 129: bar = 5.95; break; case 130: bar = 5.91; break; case 131: bar = 5.87; break; case 132: bar = 5.83; break; case 133: bar = 5.79; break; case 134: bar = 5.75; break; case 135: bar = 5.71; break; case 136: bar = 5.67; break; case 137: bar = 5.63; break; case 138: bar = 5.59; break; case 139: bar = 5.55; break; case 140: bar = 5.51; break; case 141: bar = 5.47; break; case 142: bar = 5.44; break; case 143: bar = 5.4; break; case 144: bar = 5.37; break; case 145: bar = 5.33; break; case 146: bar = 5.3; break; case 147: bar = 5.26; break; case 148: bar = 5.23; break; case 149: bar = 5.19; break; case 150: bar = 5.16; break; case 151: bar = 5.13; break; case 152: bar = 5.09; break; case 153: bar = 5.06; break; case 154: bar = 5.03; break; case 155: bar = 5; break; case 156: bar = 4.97; break; case 157: bar = 4.94; break; case 158: bar = 4.91; break; case 159: bar = 4.88; break; case 160: bar = 4.85; break; case 161: bar = 4.82; break; case 162: bar = 4.79; break; case 163: bar = 4.76; break; case 164: bar = 4.73; break; case 165: bar = 4.7; break; case 166: bar = 4.68; break; case 167: bar = 4.65; break; case 168: bar = 4.62; break; case 169: bar = 4.59; break; case 170: bar = 4.57; break; case 171: bar = 4.54; break; case 172: bar = 4.52; break; case 173: bar = 4.49; break; case 174: bar = 4.46; break; case 175: bar = 4.44; break; case 176: bar = 4.41; break; case 177: bar = 4.39; break; case 178: bar = 4.36; break; case 179: bar = 4.34; break; case 180: bar = 4.32; break; case 181: bar = 4.29; break; case 182: bar = 4.27; break; case 183: bar = 4.25; break; case 184: bar = 4.22; break; case 185: bar = 4.2; break; case 186: bar = 4.18; break; case 187: bar = 4.15; break; case 188: bar = 4.13; break; case 189: bar = 4.11; break; case 190: bar = 4.09; break; case 191: bar = 4.07; break; case 192: bar = 4.05; break; case 193: bar = 4.02; break; case 194: bar = 4; break; case 195: bar = 3.98; break; case 196: bar = 3.96; break; case 197: bar = 3.94; break; case 198: bar = 3.92; break; case 199: bar = 3.9; break; case 200: bar = 3.88; break; case 201: bar = 3.86; break; case 202: bar = 3.84; break; case 203: bar = 3.82; break; case 204: bar = 3.8; break; case 205: bar = 3.78; break; case 206: bar = 3.77; break; case 207: bar = 3.75; break; case 208: bar = 3.73; break; case 209: bar = 3.71; break; case 210: bar = 3.69; break; case 211: bar = 3.67; break; case 212: bar = 3.66; break; case 213: bar = 3.64; break; case 214: bar = 3.62; break; case 215: bar = 3.6; break; case 216: bar = 3.59; break; case 217: bar = 3.57; break; case 218: bar = 3.55; break; case 219: bar = 3.53; break; case 220: bar = 3.52; break; case 221: bar = 3.5; break; case 222: bar = 3.48; break; case 223: bar = 3.47; break; case 224: bar = 3.45; break; case 225: bar = 3.44; break; case 226: bar = 3.42; break; case 227: bar = 3.4; break; case 228: bar = 3.39; break; case 229: bar = 3.37; break; case 230: bar = 3.36; break; case 231: bar = 3.34; break; case 232: bar = 3.33; break; case 233: bar = 3.31; break; case 234: bar = 3.3; break; case 235: bar = 3.28; break; case 236: bar = 3.27; break; case 237: bar = 3.25; break; case 238: bar = 3.24; break; case 239: bar = 3.22; break; case 240: bar = 3.21; break; case 241: bar = 3.19; break; case 242: bar = 3.18; break; case 243: bar = 3.17; break; case 244: bar = 3.15; break; case 245: bar = 3.14; break; case 246: bar = 3.12; break; case 247: bar = 3.11; break; case 248: bar = 3.1; break; case 249: bar = 3.08; break; case 250: bar = 3.07; break; case 251: bar = 3.06; break; case 252: bar = 3.04; break; case 253: bar = 3.03; break; case 254: bar = 3.02; break; case 255: bar = 3.01; break; case 256: bar = 2.99; break; case 257: bar = 2.98; break; case 258: bar = 2.97; break; case 259: bar = 2.96; break; case 260: bar = 2.94; break; case 261: bar = 2.93; break; case 262: bar = 2.92; break; case 263: bar = 2.91; break; case 264: bar = 2.89; break; case 265: bar = 2.88; break; case 266: bar = 2.87; break; case 267: bar = 2.86; break; case 268: bar = 2.85; break; case 269: bar = 2.83; break; case 270: bar = 2.82; break; case 271: bar = 2.81; break; case 272: bar = 2.8; break; case 273: bar = 2.79; break; case 274: bar = 2.78; break; case 275: bar = 2.77; break; case 276: bar = 2.76; break; case 277: bar = 2.74; break; case 278: bar = 2.73; break; case 279: bar = 2.72; break; case 280: bar = 2.71; break; case 281: bar = 2.7; break; case 282: bar = 2.69; break; case 283: bar = 2.68; break; case 284: bar = 2.67; break; case 285: bar = 2.66; break; case 286: bar = 2.65; break; case 287: bar = 2.64; break; case 288: bar = 2.63; break; case 289: bar = 2.62; break; case 290: bar = 2.61; break; case 291: bar = 2.6; break; case 292: bar = 2.59; break; case 293: bar = 2.58; break; case 294: bar = 2.57; break; case 295: bar = 2.56; break; case 296: bar = 2.55; break; case 297: bar = 2.54; break; case 298: bar = 2.53; break; case 299: bar = 2.52; break; case 300: bar = 2.51; break; case 301: bar = 2.5; break; case 302: bar = 2.49; break; case 303: bar = 2.48; break; case 304: bar = 2.47; break; case 305: bar = 2.46; break; case 306: bar = 2.45; break; case 307: bar = 2.44; break; case 308: bar = 2.43; break; case 309: bar = 2.42; break; case 310: bar = 2.41; break; case 311: bar = 2.41; break; case 312: bar = 2.4; break; case 313: bar = 2.39; break; case 314: bar = 2.38; break; case 315: bar = 2.37; break; case 316: bar = 2.36; break; case 317: bar = 2.35; break; case 318: bar = 2.34; break; case 319: bar = 2.34; break; case 320: bar = 2.33; break; case 321: bar = 2.32; break; case 322: bar = 2.31; break; case 323: bar = 2.3; break; case 324: bar = 2.29; break; case 325: bar = 2.28; break; case 326: bar = 2.28; break; case 327: bar = 2.27; break; case 328: bar = 2.26; break; case 329: bar = 2.25; break; case 330: bar = 2.24; break; case 331: bar = 2.24; break; case 332: bar = 2.23; break; case 333: bar = 2.22; break; case 334: bar = 2.21; break; case 335: bar = 2.2; break; case 336: bar = 2.2; break; case 337: bar = 2.19; break; case 338: bar = 2.18; break; case 339: bar = 2.17; break; case 340: bar = 2.17; break; case 341: bar = 2.16; break; case 342: bar = 2.15; break; case 343: bar = 2.14; break; case 344: bar = 2.13; break; case 345: bar = 2.13; break; case 346: bar = 2.12; break; case 347: bar = 2.11; break; case 348: bar = 2.11; break; case 349: bar = 2.1; break; case 350: bar = 2.09; break; case 351: bar = 2.08; break; case 352: bar = 2.08; break; case 353: bar = 2.07; break; case 354: bar = 2.06; break; case 355: bar = 2.05; break; case 356: bar = 2.05; break; case 357: bar = 2.04; break; case 358: bar = 2.03; break; case 359: bar = 2.03; break; case 360: bar = 2.02; break; case 361: bar = 2.01; break; case 362: bar = 2.01; break; case 363: bar = 2; break; case 364: bar = 1.99; break; case 365: bar = 1.99; break; case 366: bar = 1.98; break; case 367: bar = 1.97; break; case 368: bar = 1.97; break; case 369: bar = 1.96; break; case 370: bar = 1.95; break; case 371: bar = 1.95; break; case 372: bar = 1.94; break; case 373: bar = 1.93; break; case 374: bar = 1.93; break; case 375: bar = 1.92; break; case 376: bar = 1.91; break; case 377: bar = 1.91; break; case 378: bar = 1.9; break; case 379: bar = 1.89; break; case 380: bar = 1.89; break; case 381: bar = 1.88; break; case 382: bar = 1.88; break; case 383: bar = 1.87; break; case 384: bar = 1.86; break; case 385: bar = 1.86; break; case 386: bar = 1.85; break; case 387: bar = 1.85; break; case 388: bar = 1.84; break; case 389: bar = 1.83; break; case 390: bar = 1.83; break; case 391: bar = 1.82; break; case 392: bar = 1.82; break; case 393: bar = 1.81; break; case 394: bar = 1.8; break; case 395: bar = 1.8; break; case 396: bar = 1.79; break; case 397: bar = 1.79; break; case 398: bar = 1.78; break; case 399: bar = 1.77; break; case 400: bar = 1.77; break; case 401: bar = 1.76; break; case 402: bar = 1.76; break; case 403: bar = 1.75; break; case 404: bar = 1.75; break; case 405: bar = 1.74; break; case 406: bar = 1.73; break; case 407: bar = 1.73; break; case 408: bar = 1.72; break; case 409: bar = 1.72; break; case 410: bar = 1.71; break; case 411: bar = 1.71; break; case 412: bar = 1.7; break; case 413: bar = 1.7; break; case 414: bar = 1.69; break; case 415: bar = 1.69; break; case 416: bar = 1.68; break; case 417: bar = 1.67; break; case 418: bar = 1.67; break; case 419: bar = 1.66; break; case 420: bar = 1.66; break; case 421: bar = 1.65; break; case 422: bar = 1.65; break; case 423: bar = 1.64; break; case 424: bar = 1.64; break; case 425: bar = 1.63; break; case 426: bar = 1.63; break; case 427: bar = 1.62; break; case 428: bar = 1.62; break; case 429: bar = 1.61; break; case 430: bar = 1.61; break; case 431: bar = 1.6; break; case 432: bar = 1.6; break; case 433: bar = 1.59; break; case 434: bar = 1.59; break; case 435: bar = 1.58; break; case 436: bar = 1.58; break; case 437: bar = 1.57; break; case 438: bar = 1.57; break; case 439: bar = 1.56; break; case 440: bar = 1.56; break; case 441: bar = 1.55; break; case 442: bar = 1.55; break; case 443: bar = 1.54; break; case 444: bar = 1.54; break; case 445: bar = 1.53; break; case 446: bar = 1.53; break; case 447: bar = 1.53; break; case 448: bar = 1.52; break; case 449: bar = 1.52; break; case 450: bar = 1.51; break; case 451: bar = 1.51; break; case 452: bar = 1.5; break; case 453: bar = 1.5; break; case 454: bar = 1.49; break; case 455: bar = 1.49; break; case 456: bar = 1.48; break; case 457: bar = 1.48; break; case 458: bar = 1.47; break; case 459: bar = 1.47; break; case 460: bar = 1.47; break; case 461: bar = 1.46; break; case 462: bar = 1.46; break; case 463: bar = 1.45; break; case 464: bar = 1.45; break; case 465: bar = 1.44; break; case 466: bar = 1.44; break; case 467: bar = 1.44; break; case 468: bar = 1.43; break; case 469: bar = 1.43; break; case 470: bar = 1.42; break; case 471: bar = 1.42; break; case 472: bar = 1.41; break; case 473: bar = 1.41; break; case 474: bar = 1.41; break; case 475: bar = 1.4; break; case 476: bar = 1.4; break; case 477: bar = 1.39; break; case 478: bar = 1.39; break; case 479: bar = 1.38; break; case 480: bar = 1.38; break; case 481: bar = 1.38; break; case 482: bar = 1.37; break; case 483: bar = 1.37; break; case 484: bar = 1.36; break; case 485: bar = 1.36; break; case 486: bar = 1.36; break; case 487: bar = 1.35; break; case 488: bar = 1.35; break; case 489: bar = 1.34; break; case 490: bar = 1.34; break; case 491: bar = 1.34; break; case 492: bar = 1.33; break; case 493: bar = 1.33; break; case 494: bar = 1.32; break; case 495: bar = 1.32; break; case 496: bar = 1.32; break; case 497: bar = 1.31; break; case 498: bar = 1.31; break; case 499: bar = 1.3; break; case 500: bar = 1.3; break; case 501: bar = 1.3; break; case 502: bar = 1.29; break; case 503: bar = 1.29; break; case 504: bar = 1.29; break; case 505: bar = 1.28; break; case 506: bar = 1.28; break; case 507: bar = 1.27; break; case 508: bar = 1.27; break; case 509: bar = 1.27; break; case 510: bar = 1.26; break; case 511: bar = 1.26; break; case 512: bar = 1.26; break; case 513: bar = 1.25; break; case 514: bar = 1.25; break; case 515: bar = 1.24; break; case 516: bar = 1.24; break; case 517: bar = 1.24; break; case 518: bar = 1.23; break; case 519: bar = 1.23; break; case 520: bar = 1.23; break; case 521: bar = 1.22; break; case 522: bar = 1.22; break; case 523: bar = 1.22; break; case 524: bar = 1.21; break; case 525: bar = 1.21; break; case 526: bar = 1.21; break; case 527: bar = 1.2; break; case 528: bar = 1.2; break; case 529: bar = 1.2; break; case 530: bar = 1.19; break; case 531: bar = 1.19; break; case 532: bar = 1.18; break; case 533: bar = 1.18; break; case 534: bar = 1.18; break; case 535: bar = 1.17; break; case 536: bar = 1.17; break; case 537: bar = 1.17; break; case 538: bar = 1.16; break; case 539: bar = 1.16; break; case 540: bar = 1.16; break; case 541: bar = 1.15; break; case 542: bar = 1.15; break; case 543: bar = 1.15; break; case 544: bar = 1.14; break; case 545: bar = 1.14; break; case 546: bar = 1.14; break; case 547: bar = 1.13; break; case 548: bar = 1.13; break; case 549: bar = 1.13; break; case 550: bar = 1.12; break; case 551: bar = 1.12; break; case 552: bar = 1.12; break; case 553: bar = 1.12; break; case 554: bar = 1.11; break; case 555: bar = 1.11; break; case 556: bar = 1.11; break; case 557: bar = 1.1; break; case 558: bar = 1.1; break; case 559: bar = 1.1; break; case 560: bar = 1.09; break; case 561: bar = 1.09; break; case 562: bar = 1.09; break; case 563: bar = 1.08; break; case 564: bar = 1.08; break; case 565: bar = 1.08; break; case 566: bar = 1.07; break; case 567: bar = 1.07; break; case 568: bar = 1.07; break; case 569: bar = 1.07; break; case 570: bar = 1.06; break; case 571: bar = 1.06; break; case 572: bar = 1.06; break; case 573: bar = 1.05; break; case 574: bar = 1.05; break; case 575: bar = 1.05; break; case 576: bar = 1.04; break; case 577: bar = 1.04; break; case 578: bar = 1.04; break; case 579: bar = 1.04; break; case 580: bar = 1.03; break; case 581: bar = 1.03; break; case 582: bar = 1.03; break; case 583: bar = 1.02; break; case 584: bar = 1.02; break; case 585: bar = 1.02; break; case 586: bar = 1.02; break; case 587: bar = 1.01; break; case 588: bar = 1.01; break; case 589: bar = 1.01; break; case 590: bar = 1; break; case 591: bar = 1; break; case 592: bar = 1; break; case 593: bar = 1; break; case 594: bar = 0.99; break; case 595: bar = 0.99; break; case 596: bar = 0.99; break; case 597: bar = 0.98; break; case 598: bar = 0.98; break; case 599: bar = 0.98; break; case 600: bar = 0.98; break; case 601: bar = 0.97; break; case 602: bar = 0.97; break; case 603: bar = 0.97; break; case 604: bar = 0.96; break; case 605: bar = 0.96; break; case 606: bar = 0.96; break; case 607: bar = 0.96; break; case 608: bar = 0.95; break; case 609: bar = 0.95; break; case 610: bar = 0.95; break; case 611: bar = 0.95; break; case 612: bar = 0.94; break; case 613: bar = 0.94; break; case 614: bar = 0.94; break; case 615: bar = 0.94; break; case 616: bar = 0.93; break; case 617: bar = 0.93; break; case 618: bar = 0.93; break; case 619: bar = 0.92; break; case 620: bar = 0.92; break; case 621: bar = 0.92; break; case 622: bar = 0.92; break; case 623: bar = 0.91; break; case 624: bar = 0.91; break; case 625: bar = 0.91; break; case 626: bar = 0.91; break; case 627: bar = 0.9; break; case 628: bar = 0.9; break; case 629: bar = 0.9; break; case 630: bar = 0.9; break; case 631: bar = 0.89; break; case 632: bar = 0.89; break; case 633: bar = 0.89; break; case 634: bar = 0.89; break; case 635: bar = 0.88; break; case 636: bar = 0.88; break; case 637: bar = 0.88; break; case 638: bar = 0.88; break; case 639: bar = 0.87; break; case 640: bar = 0.87; break; case 641: bar = 0.87; break; case 642: bar = 0.87; break; case 643: bar = 0.86; break; case 644: bar = 0.86; break; case 645: bar = 0.86; break; case 646: bar = 0.86; break; case 647: bar = 0.85; break; case 648: bar = 0.85; break; case 649: bar = 0.85; break; case 650: bar = 0.85; break; case 651: bar = 0.84; break; case 652: bar = 0.84; break; case 653: bar = 0.84; break; case 654: bar = 0.84; break; case 655: bar = 0.84; break; case 656: bar = 0.83; break; case 657: bar = 0.83; break; case 658: bar = 0.83; break; case 659: bar = 0.83; break; case 660: bar = 0.82; break; case 661: bar = 0.82; break; case 662: bar = 0.82; break; case 663: bar = 0.82; break; case 664: bar = 0.81; break; case 665: bar = 0.81; break; case 666: bar = 0.81; break; case 667: bar = 0.81; break; case 668: bar = 0.81; break; case 669: bar = 0.8; break; case 670: bar = 0.8; break; case 671: bar = 0.8; break; case 672: bar = 0.8; break; case 673: bar = 0.79; break; case 674: bar = 0.79; break; case 675: bar = 0.79; break; case 676: bar = 0.79; break; case 677: bar = 0.78; break; case 678: bar = 0.78; break; case 679: bar = 0.78; break; case 680: bar = 0.78; break; case 681: bar = 0.78; break; case 682: bar = 0.77; break; case 683: bar = 0.77; break; case 684: bar = 0.77; break; case 685: bar = 0.77; break; case 686: bar = 0.77; break; case 687: bar = 0.76; break; case 688: bar = 0.76; break; case 689: bar = 0.76; break; case 690: bar = 0.76; break; case 691: bar = 0.75; break; case 692: bar = 0.75; break; case 693: bar = 0.75; break; case 694: bar = 0.75; break; case 695: bar = 0.75; break; case 696: bar = 0.74; break; case 697: bar = 0.74; break; case 698: bar = 0.74; break; case 699: bar = 0.74; break; case 700: bar = 0.74; break; case 701: bar = 0.73; break; case 702: bar = 0.73; break; case 703: bar = 0.73; break; case 704: bar = 0.73; break; case 705: bar = 0.72; break; case 706: bar = 0.72; break; case 707: bar = 0.72; break; case 708: bar = 0.72; break; case 709: bar = 0.72; break; case 710: bar = 0.71; break; case 711: bar = 0.71; break; case 712: bar = 0.71; break; case 713: bar = 0.71; break; case 714: bar = 0.71; break; case 715: bar = 0.7; break; case 716: bar = 0.7; break; case 717: bar = 0.7; break; case 718: bar = 0.7; break; case 719: bar = 0.7; break; case 720: bar = 0.69; break; case 721: bar = 0.69; break; case 722: bar = 0.69; break; case 723: bar = 0.69; break; case 724: bar = 0.69; break; case 725: bar = 0.68; break; case 726: bar = 0.68; break; case 727: bar = 0.68; break; case 728: bar = 0.68; break; case 729: bar = 0.68; break; case 730: bar = 0.67; break; case 731: bar = 0.67; break; case 732: bar = 0.67; break; case 733: bar = 0.67; break; case 734: bar = 0.67; break; case 735: bar = 0.67; break; case 736: bar = 0.66; break; case 737: bar = 0.66; break; case 738: bar = 0.66; break; case 739: bar = 0.66; break; case 740: bar = 0.66; break; case 741: bar = 0.65; break; case 742: bar = 0.65; break; case 743: bar = 0.65; break; case 744: bar = 0.65; break; case 745: bar = 0.65; break; case 746: bar = 0.64; break; case 747: bar = 0.64; break; case 748: bar = 0.64; break; case 749: bar = 0.64; break; case 750: bar = 0.64; break; case 751: bar = 0.64; break; case 752: bar = 0.63; break; case 753: bar = 0.63; break; case 754: bar = 0.63; break; case 755: bar = 0.63; break; case 756: bar = 0.63; break; case 757: bar = 0.62; break; case 758: bar = 0.62; break; case 759: bar = 0.62; break; case 760: bar = 0.62; break; case 761: bar = 0.62; break; case 762: bar = 0.61; break; case 763: bar = 0.61; break; case 764: bar = 0.61; break; case 765: bar = 0.61; break; case 766: bar = 0.61; break; case 767: bar = 0.61; break; case 768: bar = 0.6; break; case 769: bar = 0.6; break; case 770: bar = 0.6; break; case 771: bar = 0.6; break; case 772: bar = 0.6; break; case 773: bar = 0.6; break; case 774: bar = 0.59; break; case 775: bar = 0.59; break; case 776: bar = 0.59; break; case 777: bar = 0.59; break; case 778: bar = 0.59; break; case 779: bar = 0.59; break; case 780: bar = 0.58; break; case 781: bar = 0.58; break; case 782: bar = 0.58; break; case 783: bar = 0.58; break; case 784: bar = 0.58; break; case 785: bar = 0.57; break; case 786: bar = 0.57; break; case 787: bar = 0.57; break; case 788: bar = 0.57; break; case 789: bar = 0.57; break; case 790: bar = 0.57; break; case 791: bar = 0.56; break; case 792: bar = 0.56; break; case 793: bar = 0.56; break; case 794: bar = 0.56; break; case 795: bar = 0.56; break; case 796: bar = 0.56; break; case 797: bar = 0.55; break; case 798: bar = 0.55; break; case 799: bar = 0.55; break; case 800: bar = 0.55; break; case 801: bar = 0.55; break; case 802: bar = 0.55; break; case 803: bar = 0.54; break; case 804: bar = 0.54; break; case 805: bar = 0.54; break; case 806: bar = 0.54; break; case 807: bar = 0.54; break; case 808: bar = 0.54; break; case 809: bar = 0.53; break; case 810: bar = 0.53; break; case 811: bar = 0.53; break; case 812: bar = 0.53; break; case 813: bar = 0.53; break; case 814: bar = 0.53; break; case 815: bar = 0.53; break; case 816: bar = 0.52; break; case 817: bar = 0.52; break; case 818: bar = 0.52; break; case 819: bar = 0.52; break; case 820: bar = 0.52; break; case 821: bar = 0.52; break; case 822: bar = 0.51; break; case 823: bar = 0.51; break; case 824: bar = 0.51; break; case 825: bar = 0.51; break; case 826: bar = 0.51; break; case 827: bar = 0.51; break; case 828: bar = 0.5; break; case 829: bar = 0.5; break; case 830: bar = 0.5; break; case 831: bar = 0.5; break; case 832: bar = 0.5; break; case 833: bar = 0.5; break; case 834: bar = 0.5; break; case 835: bar = 0.49; break; case 836: bar = 0.49; break; case 837: bar = 0.49; break; case 838: bar = 0.49; break; case 839: bar = 0.49; break; case 840: bar = 0.49; break; case 841: bar = 0.48; break; case 842: bar = 0.48; break; case 843: bar = 0.48; break; case 844: bar = 0.48; break; case 845: bar = 0.48; break; case 846: bar = 0.48; break; case 847: bar = 0.48; break; case 848: bar = 0.47; break; case 849: bar = 0.47; break; case 850: bar = 0.47; break; case 851: bar = 0.47; break; case 852: bar = 0.47; break; case 853: bar = 0.47; break; case 854: bar = 0.47; break; case 855: bar = 0.46; break; case 856: bar = 0.46; break; case 857: bar = 0.46; break; case 858: bar = 0.46; break; case 859: bar = 0.46; break; case 860: bar = 0.46; break; case 861: bar = 0.46; break; case 862: bar = 0.45; break; case 863: bar = 0.45; break; case 864: bar = 0.45; break; case 865: bar = 0.45; break; case 866: bar = 0.45; break; case 867: bar = 0.45; break; case 868: bar = 0.45; break; case 869: bar = 0.44; break; case 870: bar = 0.44; break; case 871: bar = 0.44; break; case 872: bar = 0.44; break; case 873: bar = 0.44; break; case 874: bar = 0.44; break; case 875: bar = 0.44; break; case 876: bar = 0.43; break; case 877: bar = 0.43; break; case 878: bar = 0.43; break; case 879: bar = 0.43; break; case 880: bar = 0.43; break; case 881: bar = 0.43; break; case 882: bar = 0.43; break; case 883: bar = 0.42; break; case 884: bar = 0.42; break; case 885: bar = 0.42; break; case 886: bar = 0.42; break; case 887: bar = 0.42; break; case 888: bar = 0.42; break; case 889: bar = 0.42; break; case 890: bar = 0.41; break; case 891: bar = 0.41; break; case 892: bar = 0.41; break; case 893: bar = 0.41; break; case 894: bar = 0.41; break; case 895: bar = 0.41; break; case 896: bar = 0.41; break; case 897: bar = 0.41; break; case 898: bar = 0.4; break; case 899: bar = 0.4; break; case 900: bar = 0.4; break; case 901: bar = 0.4; break; case 902: bar = 0.4; break; case 903: bar = 0.4; break; case 904: bar = 0.4; break; case 905: bar = 0.39; break; case 906: bar = 0.39; break; case 907: bar = 0.39; break; case 908: bar = 0.39; break; case 909: bar = 0.39; break; case 910: bar = 0.39; break; case 911: bar = 0.39; break; case 912: bar = 0.39; break; case 913: bar = 0.38; break; case 914: bar = 0.38; break; case 915: bar = 0.38; break; case 916: bar = 0.38; break; case 917: bar = 0.38; break; case 918: bar = 0.38; break; case 919: bar = 0.38; break; case 920: bar = 0.38; break; case 921: bar = 0.37; break; case 922: bar = 0.37; break; case 923: bar = 0.37; break; case 924: bar = 0.37; break; case 925: bar = 0.37; break; case 926: bar = 0.37; break; case 927: bar = 0.37; break; case 928: bar = 0.37; break; case 929: bar = 0.36; break; case 930: bar = 0.36; break; case 931: bar = 0.36; break; case 932: bar = 0.36; break; case 933: bar = 0.36; break; case 934: bar = 0.36; break; case 935: bar = 0.36; break; case 936: bar = 0.36; break; case 937: bar = 0.35; break; case 938: bar = 0.35; break; case 939: bar = 0.35; break; case 940: bar = 0.35; break; case 941: bar = 0.35; break; case 942: bar = 0.35; break; case 943: bar = 0.35; break; case 944: bar = 0.35; break; case 945: bar = 0.34; break; case 946: bar = 0.34; break; case 947: bar = 0.34; break; case 948: bar = 0.34; break; case 949: bar = 0.34; break; case 950: bar = 0.34; break; case 951: bar = 0.34; break; case 952: bar = 0.34; break; case 953: bar = 0.33; break; case 954: bar = 0.33; break; case 955: bar = 0.33; break; case 956: bar = 0.33; break; case 957: bar = 0.33; break; case 958: bar = 0.33; break; case 959: bar = 0.33; break; case 960: bar = 0.33; break; case 961: bar = 0.32; break; case 962: bar = 0.32; break; case 963: bar = 0.32; break; case 964: bar = 0.32; break; case 965: bar = 0.32; break; case 966: bar = 0.32; break; case 967: bar = 0.32; break; case 968: bar = 0.32; break; case 969: bar = 0.32; break; case 970: bar = 0.31; break; case 971: bar = 0.31; break; case 972: bar = 0.31; break; case 973: bar = 0.31; break; case 974: bar = 0.31; break; case 975: bar = 0.31; break; case 976: bar = 0.31; break; case 977: bar = 0.31; break; case 978: bar = 0.3; break; case 979: bar = 0.3; break; case 980: bar = 0.3; break; case 981: bar = 0.3; break; case 982: bar = 0.3; break; case 983: bar = 0.3; break; case 984: bar = 0.3; break; case 985: bar = 0.3; break; case 986: bar = 0.3; break; case 987: bar = 0.29; break; case 988: bar = 0.29; break; case 989: bar = 0.29; break; case 990: bar = 0.29; break; case 991: bar = 0.29; break; case 992: bar = 0.29; break; case 993: bar = 0.29; break; case 994: bar = 0.29; break; case 995: bar = 0.29; break; case 996: bar = 0.28; break; case 997: bar = 0.28; break; case 998: bar = 0.28; break; case 999: bar = 0.28; break; case 1000: bar = 0.28; break; case 1001: bar = 0.28; break; case 1002: bar = 0.28; break; case 1003: bar = 0.28; break; case 1004: bar = 0.28; break; case 1005: bar = 0.27; break; case 1006: bar = 0.27; break; case 1007: bar = 0.27; break; case 1008: bar = 0.27; break; case 1009: bar = 0.27; break; case 1010: bar = 0.27; break; case 1011: bar = 0.27; break; case 1012: bar = 0.27; break; case 1013: bar = 0.27; break; case 1014: bar = 0.26; break; case 1015: bar = 0.26; break; case 1016: bar = 0.26; break; case 1017: bar = 0.26; break; case 1018: bar = 0.26; break; case 1019: bar = 0.26; break; case 1020: bar = 0.26; break; case 1021: bar = 0.26; break; case 1022: bar = 0.26; break; case 1023: bar = 0.26; break; case 1024: bar = 0.25; break;
case 33: bar = 19.52; break; | case 33: bar = 19.52; break; case 34: bar = 19.04; break; case 35: bar = 18.59; break; case 36: bar = 18.16; break; case 37: bar = 17.76; break; case 38: bar = 17.37; break; case 39: bar = 17; break; case 40: bar = 16.64; break; case 41: bar = 16.3; break; case 42: bar = 15.98; break; case 43: bar = 15.67; break; case 44: bar = 15.37; break; case 45: bar = 15.08; break; case 46: bar = 14.81; break; case 47: bar = 14.54; break; case 48: bar = 14.28; break; case 49: bar = 14.04; break; case 50: bar = 13.8; break; case 51: bar = 13.57; break; case 52: bar = 13.35; break; case 53: bar = 13.13; break; case 54: bar = 12.93; break; case 55: bar = 12.73; break; case 56: bar = 12.53; break; case 57: bar = 12.34; break; case 58: bar = 12.16; break; case 59: bar = 11.98; break; case 60: bar = 11.81; break; case 61: bar = 11.65; break; case 62: bar = 11.48; break; case 63: bar = 11.33; break; case 64: bar = 11.17; break; case 65: bar = 11.02; break; case 66: bar = 10.88; break; case 67: bar = 10.74; break; case 68: bar = 10.6; break; case 69: bar = 10.47; break; case 70: bar = 10.34; break; case 71: bar = 10.21; break; case 72: bar = 10.09; break; case 73: bar = 9.97; break; case 74: bar = 9.85; break; case 75: bar = 9.73; break; case 76: bar = 9.62; break; case 77: bar = 9.51; break; case 78: bar = 9.4; break; case 79: bar = 9.3; break; case 80: bar = 9.19; break; case 81: bar = 9.09; break; case 82: bar = 9; break; case 83: bar = 8.9; break; case 84: bar = 8.81; break; case 85: bar = 8.71; break; case 86: bar = 8.62; break; case 87: bar = 8.53; break; case 88: bar = 8.45; break; case 89: bar = 8.36; break; case 90: bar = 8.28; break; case 91: bar = 8.2; break; case 92: bar = 8.12; break; case 93: bar = 8.04; break; case 94: bar = 7.96; break; case 95: bar = 7.89; break; case 96: bar = 7.81; break; case 97: bar = 7.74; break; case 98: bar = 7.67; break; case 99: bar = 7.6; break; case 100: bar = 7.53; break; case 101: bar = 7.46; break; case 102: bar = 7.4; break; case 103: bar = 7.33; break; case 104: bar = 7.27; break; case 105: bar = 7.2; break; case 106: bar = 7.14; break; case 107: bar = 7.08; break; case 108: bar = 7.02; break; case 109: bar = 6.96; break; case 110: bar = 6.9; break; case 111: bar = 6.85; break; case 112: bar = 6.79; break; case 113: bar = 6.74; break; case 114: bar = 6.68; break; case 115: bar = 6.63; break; case 116: bar = 6.57; break; case 117: bar = 6.52; break; case 118: bar = 6.47; break; case 119: bar = 6.42; break; case 120: bar = 6.37; break; case 121: bar = 6.32; break; case 122: bar = 6.27; break; case 123: bar = 6.23; break; case 124: bar = 6.18; break; case 125: bar = 6.13; break; case 126: bar = 6.09; break; case 127: bar = 6.04; break; case 128: bar = 6; break; case 129: bar = 5.95; break; case 130: bar = 5.91; break; case 131: bar = 5.87; break; case 132: bar = 5.83; break; case 133: bar = 5.79; break; case 134: bar = 5.75; break; case 135: bar = 5.71; break; case 136: bar = 5.67; break; case 137: bar = 5.63; break; case 138: bar = 5.59; break; case 139: bar = 5.55; break; case 140: bar = 5.51; break; case 141: bar = 5.47; break; case 142: bar = 5.44; break; case 143: bar = 5.4; break; case 144: bar = 5.37; break; case 145: bar = 5.33; break; case 146: bar = 5.3; break; case 147: bar = 5.26; break; case 148: bar = 5.23; break; case 149: bar = 5.19; break; case 150: bar = 5.16; break; case 151: bar = 5.13; break; case 152: bar = 5.09; break; case 153: bar = 5.06; break; case 154: bar = 5.03; break; case 155: bar = 5; break; case 156: bar = 4.97; break; case 157: bar = 4.94; break; case 158: bar = 4.91; break; case 159: bar = 4.88; break; case 160: bar = 4.85; break; case 161: bar = 4.82; break; case 162: bar = 4.79; break; case 163: bar = 4.76; break; case 164: bar = 4.73; break; case 165: bar = 4.7; break; case 166: bar = 4.68; break; case 167: bar = 4.65; break; case 168: bar = 4.62; break; case 169: bar = 4.59; break; case 170: bar = 4.57; break; case 171: bar = 4.54; break; case 172: bar = 4.52; break; case 173: bar = 4.49; break; case 174: bar = 4.46; break; case 175: bar = 4.44; break; case 176: bar = 4.41; break; case 177: bar = 4.39; break; case 178: bar = 4.36; break; case 179: bar = 4.34; break; case 180: bar = 4.32; break; case 181: bar = 4.29; break; case 182: bar = 4.27; break; case 183: bar = 4.25; break; case 184: bar = 4.22; break; case 185: bar = 4.2; break; case 186: bar = 4.18; break; case 187: bar = 4.15; break; case 188: bar = 4.13; break; case 189: bar = 4.11; break; case 190: bar = 4.09; break; case 191: bar = 4.07; break; case 192: bar = 4.05; break; case 193: bar = 4.02; break; case 194: bar = 4; break; case 195: bar = 3.98; break; case 196: bar = 3.96; break; case 197: bar = 3.94; break; case 198: bar = 3.92; break; case 199: bar = 3.9; break; case 200: bar = 3.88; break; case 201: bar = 3.86; break; case 202: bar = 3.84; break; case 203: bar = 3.82; break; case 204: bar = 3.8; break; case 205: bar = 3.78; break; case 206: bar = 3.77; break; case 207: bar = 3.75; break; case 208: bar = 3.73; break; case 209: bar = 3.71; break; case 210: bar = 3.69; break; case 211: bar = 3.67; break; case 212: bar = 3.66; break; case 213: bar = 3.64; break; case 214: bar = 3.62; break; case 215: bar = 3.6; break; case 216: bar = 3.59; break; case 217: bar = 3.57; break; case 218: bar = 3.55; break; case 219: bar = 3.53; break; case 220: bar = 3.52; break; case 221: bar = 3.5; break; case 222: bar = 3.48; break; case 223: bar = 3.47; break; case 224: bar = 3.45; break; case 225: bar = 3.44; break; case 226: bar = 3.42; break; case 227: bar = 3.4; break; case 228: bar = 3.39; break; case 229: bar = 3.37; break; case 230: bar = 3.36; break; case 231: bar = 3.34; break; case 232: bar = 3.33; break; case 233: bar = 3.31; break; case 234: bar = 3.3; break; case 235: bar = 3.28; break; case 236: bar = 3.27; break; case 237: bar = 3.25; break; case 238: bar = 3.24; break; case 239: bar = 3.22; break; case 240: bar = 3.21; break; case 241: bar = 3.19; break; case 242: bar = 3.18; break; case 243: bar = 3.17; break; case 244: bar = 3.15; break; case 245: bar = 3.14; break; case 246: bar = 3.12; break; case 247: bar = 3.11; break; case 248: bar = 3.1; break; case 249: bar = 3.08; break; case 250: bar = 3.07; break; case 251: bar = 3.06; break; case 252: bar = 3.04; break; case 253: bar = 3.03; break; case 254: bar = 3.02; break; case 255: bar = 3.01; break; case 256: bar = 2.99; break; case 257: bar = 2.98; break; case 258: bar = 2.97; break; case 259: bar = 2.96; break; case 260: bar = 2.94; break; case 261: bar = 2.93; break; case 262: bar = 2.92; break; case 263: bar = 2.91; break; case 264: bar = 2.89; break; case 265: bar = 2.88; break; case 266: bar = 2.87; break; case 267: bar = 2.86; break; case 268: bar = 2.85; break; case 269: bar = 2.83; break; case 270: bar = 2.82; break; case 271: bar = 2.81; break; case 272: bar = 2.8; break; case 273: bar = 2.79; break; case 274: bar = 2.78; break; case 275: bar = 2.77; break; case 276: bar = 2.76; break; case 277: bar = 2.74; break; case 278: bar = 2.73; break; case 279: bar = 2.72; break; case 280: bar = 2.71; break; case 281: bar = 2.7; break; case 282: bar = 2.69; break; case 283: bar = 2.68; break; case 284: bar = 2.67; break; case 285: bar = 2.66; break; case 286: bar = 2.65; break; case 287: bar = 2.64; break; case 288: bar = 2.63; break; case 289: bar = 2.62; break; case 290: bar = 2.61; break; case 291: bar = 2.6; break; case 292: bar = 2.59; break; case 293: bar = 2.58; break; case 294: bar = 2.57; break; case 295: bar = 2.56; break; case 296: bar = 2.55; break; case 297: bar = 2.54; break; case 298: bar = 2.53; break; case 299: bar = 2.52; break; case 300: bar = 2.51; break; case 301: bar = 2.5; break; case 302: bar = 2.49; break; case 303: bar = 2.48; break; case 304: bar = 2.47; break; case 305: bar = 2.46; break; case 306: bar = 2.45; break; case 307: bar = 2.44; break; case 308: bar = 2.43; break; case 309: bar = 2.42; break; case 310: bar = 2.41; break; case 311: bar = 2.41; break; case 312: bar = 2.4; break; case 313: bar = 2.39; break; case 314: bar = 2.38; break; case 315: bar = 2.37; break; case 316: bar = 2.36; break; case 317: bar = 2.35; break; case 318: bar = 2.34; break; case 319: bar = 2.34; break; case 320: bar = 2.33; break; case 321: bar = 2.32; break; case 322: bar = 2.31; break; case 323: bar = 2.3; break; case 324: bar = 2.29; break; case 325: bar = 2.28; break; case 326: bar = 2.28; break; case 327: bar = 2.27; break; case 328: bar = 2.26; break; case 329: bar = 2.25; break; case 330: bar = 2.24; break; case 331: bar = 2.24; break; case 332: bar = 2.23; break; case 333: bar = 2.22; break; case 334: bar = 2.21; break; case 335: bar = 2.2; break; case 336: bar = 2.2; break; case 337: bar = 2.19; break; case 338: bar = 2.18; break; case 339: bar = 2.17; break; case 340: bar = 2.17; break; case 341: bar = 2.16; break; case 342: bar = 2.15; break; case 343: bar = 2.14; break; case 344: bar = 2.13; break; case 345: bar = 2.13; break; case 346: bar = 2.12; break; case 347: bar = 2.11; break; case 348: bar = 2.11; break; case 349: bar = 2.1; break; case 350: bar = 2.09; break; case 351: bar = 2.08; break; case 352: bar = 2.08; break; case 353: bar = 2.07; break; case 354: bar = 2.06; break; case 355: bar = 2.05; break; case 356: bar = 2.05; break; case 357: bar = 2.04; break; case 358: bar = 2.03; break; case 359: bar = 2.03; break; case 360: bar = 2.02; break; case 361: bar = 2.01; break; case 362: bar = 2.01; break; case 363: bar = 2; break; case 364: bar = 1.99; break; case 365: bar = 1.99; break; case 366: bar = 1.98; break; case 367: bar = 1.97; break; case 368: bar = 1.97; break; case 369: bar = 1.96; break; case 370: bar = 1.95; break; case 371: bar = 1.95; break; case 372: bar = 1.94; break; case 373: bar = 1.93; break; case 374: bar = 1.93; break; case 375: bar = 1.92; break; case 376: bar = 1.91; break; case 377: bar = 1.91; break; case 378: bar = 1.9; break; case 379: bar = 1.89; break; case 380: bar = 1.89; break; case 381: bar = 1.88; break; case 382: bar = 1.88; break; case 383: bar = 1.87; break; case 384: bar = 1.86; break; case 385: bar = 1.86; break; case 386: bar = 1.85; break; case 387: bar = 1.85; break; case 388: bar = 1.84; break; case 389: bar = 1.83; break; case 390: bar = 1.83; break; case 391: bar = 1.82; break; case 392: bar = 1.82; break; case 393: bar = 1.81; break; case 394: bar = 1.8; break; case 395: bar = 1.8; break; case 396: bar = 1.79; break; case 397: bar = 1.79; break; case 398: bar = 1.78; break; case 399: bar = 1.77; break; case 400: bar = 1.77; break; case 401: bar = 1.76; break; case 402: bar = 1.76; break; case 403: bar = 1.75; break; case 404: bar = 1.75; break; case 405: bar = 1.74; break; case 406: bar = 1.73; break; case 407: bar = 1.73; break; case 408: bar = 1.72; break; case 409: bar = 1.72; break; case 410: bar = 1.71; break; case 411: bar = 1.71; break; case 412: bar = 1.7; break; case 413: bar = 1.7; break; case 414: bar = 1.69; break; case 415: bar = 1.69; break; case 416: bar = 1.68; break; case 417: bar = 1.67; break; case 418: bar = 1.67; break; case 419: bar = 1.66; break; case 420: bar = 1.66; break; case 421: bar = 1.65; break; case 422: bar = 1.65; break; case 423: bar = 1.64; break; case 424: bar = 1.64; break; case 425: bar = 1.63; break; case 426: bar = 1.63; break; case 427: bar = 1.62; break; case 428: bar = 1.62; break; case 429: bar = 1.61; break; case 430: bar = 1.61; break; case 431: bar = 1.6; break; case 432: bar = 1.6; break; case 433: bar = 1.59; break; case 434: bar = 1.59; break; case 435: bar = 1.58; break; case 436: bar = 1.58; break; case 437: bar = 1.57; break; case 438: bar = 1.57; break; case 439: bar = 1.56; break; case 440: bar = 1.56; break; case 441: bar = 1.55; break; case 442: bar = 1.55; break; case 443: bar = 1.54; break; case 444: bar = 1.54; break; case 445: bar = 1.53; break; case 446: bar = 1.53; break; case 447: bar = 1.53; break; case 448: bar = 1.52; break; case 449: bar = 1.52; break; case 450: bar = 1.51; break; case 451: bar = 1.51; break; case 452: bar = 1.5; break; case 453: bar = 1.5; break; case 454: bar = 1.49; break; case 455: bar = 1.49; break; case 456: bar = 1.48; break; case 457: bar = 1.48; break; case 458: bar = 1.47; break; case 459: bar = 1.47; break; case 460: bar = 1.47; break; case 461: bar = 1.46; break; case 462: bar = 1.46; break; case 463: bar = 1.45; break; case 464: bar = 1.45; break; case 465: bar = 1.44; break; case 466: bar = 1.44; break; case 467: bar = 1.44; break; case 468: bar = 1.43; break; case 469: bar = 1.43; break; case 470: bar = 1.42; break; case 471: bar = 1.42; break; case 472: bar = 1.41; break; case 473: bar = 1.41; break; case 474: bar = 1.41; break; case 475: bar = 1.4; break; case 476: bar = 1.4; break; case 477: bar = 1.39; break; case 478: bar = 1.39; break; case 479: bar = 1.38; break; case 480: bar = 1.38; break; case 481: bar = 1.38; break; case 482: bar = 1.37; break; case 483: bar = 1.37; break; case 484: bar = 1.36; break; case 485: bar = 1.36; break; case 486: bar = 1.36; break; case 487: bar = 1.35; break; case 488: bar = 1.35; break; case 489: bar = 1.34; break; case 490: bar = 1.34; break; case 491: bar = 1.34; break; case 492: bar = 1.33; break; case 493: bar = 1.33; break; case 494: bar = 1.32; break; case 495: bar = 1.32; break; case 496: bar = 1.32; break; case 497: bar = 1.31; break; case 498: bar = 1.31; break; case 499: bar = 1.3; break; case 500: bar = 1.3; break; case 501: bar = 1.3; break; case 502: bar = 1.29; break; case 503: bar = 1.29; break; case 504: bar = 1.29; break; case 505: bar = 1.28; break; case 506: bar = 1.28; break; case 507: bar = 1.27; break; case 508: bar = 1.27; break; case 509: bar = 1.27; break; case 510: bar = 1.26; break; case 511: bar = 1.26; break; case 512: bar = 1.26; break; case 513: bar = 1.25; break; case 514: bar = 1.25; break; case 515: bar = 1.24; break; case 516: bar = 1.24; break; case 517: bar = 1.24; break; case 518: bar = 1.23; break; case 519: bar = 1.23; break; case 520: bar = 1.23; break; case 521: bar = 1.22; break; case 522: bar = 1.22; break; case 523: bar = 1.22; break; case 524: bar = 1.21; break; case 525: bar = 1.21; break; case 526: bar = 1.21; break; case 527: bar = 1.2; break; case 528: bar = 1.2; break; case 529: bar = 1.2; break; case 530: bar = 1.19; break; case 531: bar = 1.19; break; case 532: bar = 1.18; break; case 533: bar = 1.18; break; case 534: bar = 1.18; break; case 535: bar = 1.17; break; case 536: bar = 1.17; break; case 537: bar = 1.17; break; case 538: bar = 1.16; break; case 539: bar = 1.16; break; case 540: bar = 1.16; break; case 541: bar = 1.15; break; case 542: bar = 1.15; break; case 543: bar = 1.15; break; case 544: bar = 1.14; break; case 545: bar = 1.14; break; case 546: bar = 1.14; break; case 547: bar = 1.13; break; case 548: bar = 1.13; break; case 549: bar = 1.13; break; case 550: bar = 1.12; break; case 551: bar = 1.12; break; case 552: bar = 1.12; break; case 553: bar = 1.12; break; case 554: bar = 1.11; break; case 555: bar = 1.11; break; case 556: bar = 1.11; break; case 557: bar = 1.1; break; case 558: bar = 1.1; break; case 559: bar = 1.1; break; case 560: bar = 1.09; break; case 561: bar = 1.09; break; case 562: bar = 1.09; break; case 563: bar = 1.08; break; case 564: bar = 1.08; break; case 565: bar = 1.08; break; case 566: bar = 1.07; break; case 567: bar = 1.07; break; case 568: bar = 1.07; break; case 569: bar = 1.07; break; case 570: bar = 1.06; break; case 571: bar = 1.06; break; case 572: bar = 1.06; break; case 573: bar = 1.05; break; case 574: bar = 1.05; break; case 575: bar = 1.05; break; case 576: bar = 1.04; break; case 577: bar = 1.04; break; case 578: bar = 1.04; break; case 579: bar = 1.04; break; case 580: bar = 1.03; break; case 581: bar = 1.03; break; case 582: bar = 1.03; break; case 583: bar = 1.02; break; case 584: bar = 1.02; break; case 585: bar = 1.02; break; case 586: bar = 1.02; break; case 587: bar = 1.01; break; case 588: bar = 1.01; break; case 589: bar = 1.01; break; case 590: bar = 1; break; case 591: bar = 1; break; case 592: bar = 1; break; case 593: bar = 1; break; case 594: bar = 0.99; break; case 595: bar = 0.99; break; case 596: bar = 0.99; break; case 597: bar = 0.98; break; case 598: bar = 0.98; break; case 599: bar = 0.98; break; case 600: bar = 0.98; break; case 601: bar = 0.97; break; case 602: bar = 0.97; break; case 603: bar = 0.97; break; case 604: bar = 0.96; break; case 605: bar = 0.96; break; case 606: bar = 0.96; break; case 607: bar = 0.96; break; case 608: bar = 0.95; break; case 609: bar = 0.95; break; case 610: bar = 0.95; break; case 611: bar = 0.95; break; case 612: bar = 0.94; break; case 613: bar = 0.94; break; case 614: bar = 0.94; break; case 615: bar = 0.94; break; case 616: bar = 0.93; break; case 617: bar = 0.93; break; case 618: bar = 0.93; break; case 619: bar = 0.92; break; case 620: bar = 0.92; break; case 621: bar = 0.92; break; case 622: bar = 0.92; break; case 623: bar = 0.91; break; case 624: bar = 0.91; break; case 625: bar = 0.91; break; case 626: bar = 0.91; break; case 627: bar = 0.9; break; case 628: bar = 0.9; break; case 629: bar = 0.9; break; case 630: bar = 0.9; break; case 631: bar = 0.89; break; case 632: bar = 0.89; break; case 633: bar = 0.89; break; case 634: bar = 0.89; break; case 635: bar = 0.88; break; case 636: bar = 0.88; break; case 637: bar = 0.88; break; case 638: bar = 0.88; break; case 639: bar = 0.87; break; case 640: bar = 0.87; break; case 641: bar = 0.87; break; case 642: bar = 0.87; break; case 643: bar = 0.86; break; case 644: bar = 0.86; break; case 645: bar = 0.86; break; case 646: bar = 0.86; break; case 647: bar = 0.85; break; case 648: bar = 0.85; break; case 649: bar = 0.85; break; case 650: bar = 0.85; break; case 651: bar = 0.84; break; case 652: bar = 0.84; break; case 653: bar = 0.84; break; case 654: bar = 0.84; break; case 655: bar = 0.84; break; case 656: bar = 0.83; break; case 657: bar = 0.83; break; case 658: bar = 0.83; break; case 659: bar = 0.83; break; case 660: bar = 0.82; break; case 661: bar = 0.82; break; case 662: bar = 0.82; break; case 663: bar = 0.82; break; case 664: bar = 0.81; break; case 665: bar = 0.81; break; case 666: bar = 0.81; break; case 667: bar = 0.81; break; case 668: bar = 0.81; break; case 669: bar = 0.8; break; case 670: bar = 0.8; break; case 671: bar = 0.8; break; case 672: bar = 0.8; break; case 673: bar = 0.79; break; case 674: bar = 0.79; break; case 675: bar = 0.79; break; case 676: bar = 0.79; break; case 677: bar = 0.78; break; case 678: bar = 0.78; break; case 679: bar = 0.78; break; case 680: bar = 0.78; break; case 681: bar = 0.78; break; case 682: bar = 0.77; break; case 683: bar = 0.77; break; case 684: bar = 0.77; break; case 685: bar = 0.77; break; case 686: bar = 0.77; break; case 687: bar = 0.76; break; case 688: bar = 0.76; break; case 689: bar = 0.76; break; case 690: bar = 0.76; break; case 691: bar = 0.75; break; case 692: bar = 0.75; break; case 693: bar = 0.75; break; case 694: bar = 0.75; break; case 695: bar = 0.75; break; case 696: bar = 0.74; break; case 697: bar = 0.74; break; case 698: bar = 0.74; break; case 699: bar = 0.74; break; case 700: bar = 0.74; break; case 701: bar = 0.73; break; case 702: bar = 0.73; break; case 703: bar = 0.73; break; case 704: bar = 0.73; break; case 705: bar = 0.72; break; case 706: bar = 0.72; break; case 707: bar = 0.72; break; case 708: bar = 0.72; break; case 709: bar = 0.72; break; case 710: bar = 0.71; break; case 711: bar = 0.71; break; case 712: bar = 0.71; break; case 713: bar = 0.71; break; case 714: bar = 0.71; break; case 715: bar = 0.7; break; case 716: bar = 0.7; break; case 717: bar = 0.7; break; case 718: bar = 0.7; break; case 719: bar = 0.7; break; case 720: bar = 0.69; break; case 721: bar = 0.69; break; case 722: bar = 0.69; break; case 723: bar = 0.69; break; case 724: bar = 0.69; break; case 725: bar = 0.68; break; case 726: bar = 0.68; break; case 727: bar = 0.68; break; case 728: bar = 0.68; break; case 729: bar = 0.68; break; case 730: bar = 0.67; break; case 731: bar = 0.67; break; case 732: bar = 0.67; break; case 733: bar = 0.67; break; case 734: bar = 0.67; break; case 735: bar = 0.67; break; case 736: bar = 0.66; break; case 737: bar = 0.66; break; case 738: bar = 0.66; break; case 739: bar = 0.66; break; case 740: bar = 0.66; break; case 741: bar = 0.65; break; case 742: bar = 0.65; break; case 743: bar = 0.65; break; case 744: bar = 0.65; break; case 745: bar = 0.65; break; case 746: bar = 0.64; break; case 747: bar = 0.64; break; case 748: bar = 0.64; break; case 749: bar = 0.64; break; case 750: bar = 0.64; break; case 751: bar = 0.64; break; case 752: bar = 0.63; break; case 753: bar = 0.63; break; case 754: bar = 0.63; break; case 755: bar = 0.63; break; case 756: bar = 0.63; break; case 757: bar = 0.62; break; case 758: bar = 0.62; break; case 759: bar = 0.62; break; case 760: bar = 0.62; break; case 761: bar = 0.62; break; case 762: bar = 0.61; break; case 763: bar = 0.61; break; case 764: bar = 0.61; break; case 765: bar = 0.61; break; case 766: bar = 0.61; break; case 767: bar = 0.61; break; case 768: bar = 0.6; break; case 769: bar = 0.6; break; case 770: bar = 0.6; break; case 771: bar = 0.6; break; case 772: bar = 0.6; break; case 773: bar = 0.6; break; case 774: bar = 0.59; break; case 775: bar = 0.59; break; case 776: bar = 0.59; break; case 777: bar = 0.59; break; case 778: bar = 0.59; break; case 779: bar = 0.59; break; case 780: bar = 0.58; break; case 781: bar = 0.58; break; case 782: bar = 0.58; break; case 783: bar = 0.58; break; case 784: bar = 0.58; break; case 785: bar = 0.57; break; case 786: bar = 0.57; break; case 787: bar = 0.57; break; case 788: bar = 0.57; break; case 789: bar = 0.57; break; case 790: bar = 0.57; break; case 791: bar = 0.56; break; case 792: bar = 0.56; break; case 793: bar = 0.56; break; case 794: bar = 0.56; break; case 795: bar = 0.56; break; case 796: bar = 0.56; break; case 797: bar = 0.55; break; case 798: bar = 0.55; break; case 799: bar = 0.55; break; case 800: bar = 0.55; break; case 801: bar = 0.55; break; case 802: bar = 0.55; break; case 803: bar = 0.54; break; case 804: bar = 0.54; break; case 805: bar = 0.54; break; case 806: bar = 0.54; break; case 807: bar = 0.54; break; case 808: bar = 0.54; break; case 809: bar = 0.53; break; case 810: bar = 0.53; break; case 811: bar = 0.53; break; case 812: bar = 0.53; break; case 813: bar = 0.53; break; case 814: bar = 0.53; break; case 815: bar = 0.53; break; case 816: bar = 0.52; break; case 817: bar = 0.52; break; case 818: bar = 0.52; break; case 819: bar = 0.52; break; case 820: bar = 0.52; break; case 821: bar = 0.52; break; case 822: bar = 0.51; break; case 823: bar = 0.51; break; case 824: bar = 0.51; break; case 825: bar = 0.51; break; case 826: bar = 0.51; break; case 827: bar = 0.51; break; case 828: bar = 0.5; break; case 829: bar = 0.5; break; case 830: bar = 0.5; break; case 831: bar = 0.5; break; case 832: bar = 0.5; break; case 833: bar = 0.5; break; case 834: bar = 0.5; break; case 835: bar = 0.49; break; case 836: bar = 0.49; break; case 837: bar = 0.49; break; case 838: bar = 0.49; break; case 839: bar = 0.49; break; case 840: bar = 0.49; break; case 841: bar = 0.48; break; case 842: bar = 0.48; break; case 843: bar = 0.48; break; case 844: bar = 0.48; break; case 845: bar = 0.48; break; case 846: bar = 0.48; break; case 847: bar = 0.48; break; case 848: bar = 0.47; break; case 849: bar = 0.47; break; case 850: bar = 0.47; break; case 851: bar = 0.47; break; case 852: bar = 0.47; break; case 853: bar = 0.47; break; case 854: bar = 0.47; break; case 855: bar = 0.46; break; case 856: bar = 0.46; break; case 857: bar = 0.46; break; case 858: bar = 0.46; break; case 859: bar = 0.46; break; case 860: bar = 0.46; break; case 861: bar = 0.46; break; case 862: bar = 0.45; break; case 863: bar = 0.45; break; case 864: bar = 0.45; break; case 865: bar = 0.45; break; case 866: bar = 0.45; break; case 867: bar = 0.45; break; case 868: bar = 0.45; break; case 869: bar = 0.44; break; case 870: bar = 0.44; break; case 871: bar = 0.44; break; case 872: bar = 0.44; break; case 873: bar = 0.44; break; case 874: bar = 0.44; break; case 875: bar = 0.44; break; case 876: bar = 0.43; break; case 877: bar = 0.43; break; case 878: bar = 0.43; break; case 879: bar = 0.43; break; case 880: bar = 0.43; break; case 881: bar = 0.43; break; case 882: bar = 0.43; break; case 883: bar = 0.42; break; case 884: bar = 0.42; break; case 885: bar = 0.42; break; case 886: bar = 0.42; break; case 887: bar = 0.42; break; case 888: bar = 0.42; break; case 889: bar = 0.42; break; case 890: bar = 0.41; break; case 891: bar = 0.41; break; case 892: bar = 0.41; break; case 893: bar = 0.41; break; case 894: bar = 0.41; break; case 895: bar = 0.41; break; case 896: bar = 0.41; break; case 897: bar = 0.41; break; case 898: bar = 0.4; break; case 899: bar = 0.4; break; case 900: bar = 0.4; break; case 901: bar = 0.4; break; case 902: bar = 0.4; break; case 903: bar = 0.4; break; case 904: bar = 0.4; break; case 905: bar = 0.39; break; case 906: bar = 0.39; break; case 907: bar = 0.39; break; case 908: bar = 0.39; break; case 909: bar = 0.39; break; case 910: bar = 0.39; break; case 911: bar = 0.39; break; case 912: bar = 0.39; break; case 913: bar = 0.38; break; case 914: bar = 0.38; break; case 915: bar = 0.38; break; case 916: bar = 0.38; break; case 917: bar = 0.38; break; case 918: bar = 0.38; break; case 919: bar = 0.38; break; case 920: bar = 0.38; break; case 921: bar = 0.37; break; case 922: bar = 0.37; break; case 923: bar = 0.37; break; case 924: bar = 0.37; break; case 925: bar = 0.37; break; case 926: bar = 0.37; break; case 927: bar = 0.37; break; case 928: bar = 0.37; break; case 929: bar = 0.36; break; case 930: bar = 0.36; break; case 931: bar = 0.36; break; case 932: bar = 0.36; break; case 933: bar = 0.36; break; case 934: bar = 0.36; break; case 935: bar = 0.36; break; case 936: bar = 0.36; break; case 937: bar = 0.35; break; case 938: bar = 0.35; break; case 939: bar = 0.35; break; case 940: bar = 0.35; break; case 941: bar = 0.35; break; case 942: bar = 0.35; break; case 943: bar = 0.35; break; case 944: bar = 0.35; break; case 945: bar = 0.34; break; case 946: bar = 0.34; break; case 947: bar = 0.34; break; case 948: bar = 0.34; break; case 949: bar = 0.34; break; case 950: bar = 0.34; break; case 951: bar = 0.34; break; case 952: bar = 0.34; break; case 953: bar = 0.33; break; case 954: bar = 0.33; break; case 955: bar = 0.33; break; case 956: bar = 0.33; break; case 957: bar = 0.33; break; case 958: bar = 0.33; break; case 959: bar = 0.33; break; case 960: bar = 0.33; break; case 961: bar = 0.32; break; case 962: bar = 0.32; break; case 963: bar = 0.32; break; case 964: bar = 0.32; break; case 965: bar = 0.32; break; case 966: bar = 0.32; break; case 967: bar = 0.32; break; case 968: bar = 0.32; break; case 969: bar = 0.32; break; case 970: bar = 0.31; break; case 971: bar = 0.31; break; case 972: bar = 0.31; break; case 973: bar = 0.31; break; case 974: bar = 0.31; break; case 975: bar = 0.31; break; case 976: bar = 0.31; break; case 977: bar = 0.31; break; case 978: bar = 0.3; break; case 979: bar = 0.3; break; case 980: bar = 0.3; break; case 981: bar = 0.3; break; case 982: bar = 0.3; break; case 983: bar = 0.3; break; case 984: bar = 0.3; break; case 985: bar = 0.3; break; case 986: bar = 0.3; break; case 987: bar = 0.29; break; case 988: bar = 0.29; break; case 989: bar = 0.29; break; case 990: bar = 0.29; break; case 991: bar = 0.29; break; case 992: bar = 0.29; break; case 993: bar = 0.29; break; case 994: bar = 0.29; break; case 995: bar = 0.29; break; case 996: bar = 0.28; break; case 997: bar = 0.28; break; case 998: bar = 0.28; break; case 999: bar = 0.28; break; case 1000: bar = 0.28; break; case 1001: bar = 0.28; break; case 1002: bar = 0.28; break; case 1003: bar = 0.28; break; case 1004: bar = 0.28; break; case 1005: bar = 0.27; break; case 1006: bar = 0.27; break; case 1007: bar = 0.27; break; case 1008: bar = 0.27; break; case 1009: bar = 0.27; break; case 1010: bar = 0.27; break; case 1011: bar = 0.27; break; case 1012: bar = 0.27; break; case 1013: bar = 0.27; break; case 1014: bar = 0.26; break; case 1015: bar = 0.26; break; case 1016: bar = 0.26; break; case 1017: bar = 0.26; break; case 1018: bar = 0.26; break; case 1019: bar = 0.26; break; case 1020: bar = 0.26; break; case 1021: bar = 0.26; break; case 1022: bar = 0.26; break; case 1023: bar = 0.26; break; case 1024: bar = 0.25; break;
case 34: bar = 19.04; break; | case 34: bar = 19.04; break; case 35: bar = 18.59; break; case 36: bar = 18.16; break; case 37: bar = 17.76; break; case 38: bar = 17.37; break; case 39: bar = 17; break; case 40: bar = 16.64; break; case 41: bar = 16.3; break; case 42: bar = 15.98; break; case 43: bar = 15.67; break; case 44: bar = 15.37; break; case 45: bar = 15.08; break; case 46: bar = 14.81; break; case 47: bar = 14.54; break; case 48: bar = 14.28; break; case 49: bar = 14.04; break; case 50: bar = 13.8; break; case 51: bar = 13.57; break; case 52: bar = 13.35; break; case 53: bar = 13.13; break; case 54: bar = 12.93; break; case 55: bar = 12.73; break; case 56: bar = 12.53; break; case 57: bar = 12.34; break; case 58: bar = 12.16; break; case 59: bar = 11.98; break; case 60: bar = 11.81; break; case 61: bar = 11.65; break; case 62: bar = 11.48; break; case 63: bar = 11.33; break; case 64: bar = 11.17; break; case 65: bar = 11.02; break; case 66: bar = 10.88; break; case 67: bar = 10.74; break; case 68: bar = 10.6; break; case 69: bar = 10.47; break; case 70: bar = 10.34; break; case 71: bar = 10.21; break; case 72: bar = 10.09; break; case 73: bar = 9.97; break; case 74: bar = 9.85; break; case 75: bar = 9.73; break; case 76: bar = 9.62; break; case 77: bar = 9.51; break; case 78: bar = 9.4; break; case 79: bar = 9.3; break; case 80: bar = 9.19; break; case 81: bar = 9.09; break; case 82: bar = 9; break; case 83: bar = 8.9; break; case 84: bar = 8.81; break; case 85: bar = 8.71; break; case 86: bar = 8.62; break; case 87: bar = 8.53; break; case 88: bar = 8.45; break; case 89: bar = 8.36; break; case 90: bar = 8.28; break; case 91: bar = 8.2; break; case 92: bar = 8.12; break; case 93: bar = 8.04; break; case 94: bar = 7.96; break; case 95: bar = 7.89; break; case 96: bar = 7.81; break; case 97: bar = 7.74; break; case 98: bar = 7.67; break; case 99: bar = 7.6; break; case 100: bar = 7.53; break; case 101: bar = 7.46; break; case 102: bar = 7.4; break; case 103: bar = 7.33; break; case 104: bar = 7.27; break; case 105: bar = 7.2; break; case 106: bar = 7.14; break; case 107: bar = 7.08; break; case 108: bar = 7.02; break; case 109: bar = 6.96; break; case 110: bar = 6.9; break; case 111: bar = 6.85; break; case 112: bar = 6.79; break; case 113: bar = 6.74; break; case 114: bar = 6.68; break; case 115: bar = 6.63; break; case 116: bar = 6.57; break; case 117: bar = 6.52; break; case 118: bar = 6.47; break; case 119: bar = 6.42; break; case 120: bar = 6.37; break; case 121: bar = 6.32; break; case 122: bar = 6.27; break; case 123: bar = 6.23; break; case 124: bar = 6.18; break; case 125: bar = 6.13; break; case 126: bar = 6.09; break; case 127: bar = 6.04; break; case 128: bar = 6; break; case 129: bar = 5.95; break; case 130: bar = 5.91; break; case 131: bar = 5.87; break; case 132: bar = 5.83; break; case 133: bar = 5.79; break; case 134: bar = 5.75; break; case 135: bar = 5.71; break; case 136: bar = 5.67; break; case 137: bar = 5.63; break; case 138: bar = 5.59; break; case 139: bar = 5.55; break; case 140: bar = 5.51; break; case 141: bar = 5.47; break; case 142: bar = 5.44; break; case 143: bar = 5.4; break; case 144: bar = 5.37; break; case 145: bar = 5.33; break; case 146: bar = 5.3; break; case 147: bar = 5.26; break; case 148: bar = 5.23; break; case 149: bar = 5.19; break; case 150: bar = 5.16; break; case 151: bar = 5.13; break; case 152: bar = 5.09; break; case 153: bar = 5.06; break; case 154: bar = 5.03; break; case 155: bar = 5; break; case 156: bar = 4.97; break; case 157: bar = 4.94; break; case 158: bar = 4.91; break; case 159: bar = 4.88; break; case 160: bar = 4.85; break; case 161: bar = 4.82; break; case 162: bar = 4.79; break; case 163: bar = 4.76; break; case 164: bar = 4.73; break; case 165: bar = 4.7; break; case 166: bar = 4.68; break; case 167: bar = 4.65; break; case 168: bar = 4.62; break; case 169: bar = 4.59; break; case 170: bar = 4.57; break; case 171: bar = 4.54; break; case 172: bar = 4.52; break; case 173: bar = 4.49; break; case 174: bar = 4.46; break; case 175: bar = 4.44; break; case 176: bar = 4.41; break; case 177: bar = 4.39; break; case 178: bar = 4.36; break; case 179: bar = 4.34; break; case 180: bar = 4.32; break; case 181: bar = 4.29; break; case 182: bar = 4.27; break; case 183: bar = 4.25; break; case 184: bar = 4.22; break; case 185: bar = 4.2; break; case 186: bar = 4.18; break; case 187: bar = 4.15; break; case 188: bar = 4.13; break; case 189: bar = 4.11; break; case 190: bar = 4.09; break; case 191: bar = 4.07; break; case 192: bar = 4.05; break; case 193: bar = 4.02; break; case 194: bar = 4; break; case 195: bar = 3.98; break; case 196: bar = 3.96; break; case 197: bar = 3.94; break; case 198: bar = 3.92; break; case 199: bar = 3.9; break; case 200: bar = 3.88; break; case 201: bar = 3.86; break; case 202: bar = 3.84; break; case 203: bar = 3.82; break; case 204: bar = 3.8; break; case 205: bar = 3.78; break; case 206: bar = 3.77; break; case 207: bar = 3.75; break; case 208: bar = 3.73; break; case 209: bar = 3.71; break; case 210: bar = 3.69; break; case 211: bar = 3.67; break; case 212: bar = 3.66; break; case 213: bar = 3.64; break; case 214: bar = 3.62; break; case 215: bar = 3.6; break; case 216: bar = 3.59; break; case 217: bar = 3.57; break; case 218: bar = 3.55; break; case 219: bar = 3.53; break; case 220: bar = 3.52; break; case 221: bar = 3.5; break; case 222: bar = 3.48; break; case 223: bar = 3.47; break; case 224: bar = 3.45; break; case 225: bar = 3.44; break; case 226: bar = 3.42; break; case 227: bar = 3.4; break; case 228: bar = 3.39; break; case 229: bar = 3.37; break; case 230: bar = 3.36; break; case 231: bar = 3.34; break; case 232: bar = 3.33; break; case 233: bar = 3.31; break; case 234: bar = 3.3; break; case 235: bar = 3.28; break; case 236: bar = 3.27; break; case 237: bar = 3.25; break; case 238: bar = 3.24; break; case 239: bar = 3.22; break; case 240: bar = 3.21; break; case 241: bar = 3.19; break; case 242: bar = 3.18; break; case 243: bar = 3.17; break; case 244: bar = 3.15; break; case 245: bar = 3.14; break; case 246: bar = 3.12; break; case 247: bar = 3.11; break; case 248: bar = 3.1; break; case 249: bar = 3.08; break; case 250: bar = 3.07; break; case 251: bar = 3.06; break; case 252: bar = 3.04; break; case 253: bar = 3.03; break; case 254: bar = 3.02; break; case 255: bar = 3.01; break; case 256: bar = 2.99; break; case 257: bar = 2.98; break; case 258: bar = 2.97; break; case 259: bar = 2.96; break; case 260: bar = 2.94; break; case 261: bar = 2.93; break; case 262: bar = 2.92; break; case 263: bar = 2.91; break; case 264: bar = 2.89; break; case 265: bar = 2.88; break; case 266: bar = 2.87; break; case 267: bar = 2.86; break; case 268: bar = 2.85; break; case 269: bar = 2.83; break; case 270: bar = 2.82; break; case 271: bar = 2.81; break; case 272: bar = 2.8; break; case 273: bar = 2.79; break; case 274: bar = 2.78; break; case 275: bar = 2.77; break; case 276: bar = 2.76; break; case 277: bar = 2.74; break; case 278: bar = 2.73; break; case 279: bar = 2.72; break; case 280: bar = 2.71; break; case 281: bar = 2.7; break; case 282: bar = 2.69; break; case 283: bar = 2.68; break; case 284: bar = 2.67; break; case 285: bar = 2.66; break; case 286: bar = 2.65; break; case 287: bar = 2.64; break; case 288: bar = 2.63; break; case 289: bar = 2.62; break; case 290: bar = 2.61; break; case 291: bar = 2.6; break; case 292: bar = 2.59; break; case 293: bar = 2.58; break; case 294: bar = 2.57; break; case 295: bar = 2.56; break; case 296: bar = 2.55; break; case 297: bar = 2.54; break; case 298: bar = 2.53; break; case 299: bar = 2.52; break; case 300: bar = 2.51; break; case 301: bar = 2.5; break; case 302: bar = 2.49; break; case 303: bar = 2.48; break; case 304: bar = 2.47; break; case 305: bar = 2.46; break; case 306: bar = 2.45; break; case 307: bar = 2.44; break; case 308: bar = 2.43; break; case 309: bar = 2.42; break; case 310: bar = 2.41; break; case 311: bar = 2.41; break; case 312: bar = 2.4; break; case 313: bar = 2.39; break; case 314: bar = 2.38; break; case 315: bar = 2.37; break; case 316: bar = 2.36; break; case 317: bar = 2.35; break; case 318: bar = 2.34; break; case 319: bar = 2.34; break; case 320: bar = 2.33; break; case 321: bar = 2.32; break; case 322: bar = 2.31; break; case 323: bar = 2.3; break; case 324: bar = 2.29; break; case 325: bar = 2.28; break; case 326: bar = 2.28; break; case 327: bar = 2.27; break; case 328: bar = 2.26; break; case 329: bar = 2.25; break; case 330: bar = 2.24; break; case 331: bar = 2.24; break; case 332: bar = 2.23; break; case 333: bar = 2.22; break; case 334: bar = 2.21; break; case 335: bar = 2.2; break; case 336: bar = 2.2; break; case 337: bar = 2.19; break; case 338: bar = 2.18; break; case 339: bar = 2.17; break; case 340: bar = 2.17; break; case 341: bar = 2.16; break; case 342: bar = 2.15; break; case 343: bar = 2.14; break; case 344: bar = 2.13; break; case 345: bar = 2.13; break; case 346: bar = 2.12; break; case 347: bar = 2.11; break; case 348: bar = 2.11; break; case 349: bar = 2.1; break; case 350: bar = 2.09; break; case 351: bar = 2.08; break; case 352: bar = 2.08; break; case 353: bar = 2.07; break; case 354: bar = 2.06; break; case 355: bar = 2.05; break; case 356: bar = 2.05; break; case 357: bar = 2.04; break; case 358: bar = 2.03; break; case 359: bar = 2.03; break; case 360: bar = 2.02; break; case 361: bar = 2.01; break; case 362: bar = 2.01; break; case 363: bar = 2; break; case 364: bar = 1.99; break; case 365: bar = 1.99; break; case 366: bar = 1.98; break; case 367: bar = 1.97; break; case 368: bar = 1.97; break; case 369: bar = 1.96; break; case 370: bar = 1.95; break; case 371: bar = 1.95; break; case 372: bar = 1.94; break; case 373: bar = 1.93; break; case 374: bar = 1.93; break; case 375: bar = 1.92; break; case 376: bar = 1.91; break; case 377: bar = 1.91; break; case 378: bar = 1.9; break; case 379: bar = 1.89; break; case 380: bar = 1.89; break; case 381: bar = 1.88; break; case 382: bar = 1.88; break; case 383: bar = 1.87; break; case 384: bar = 1.86; break; case 385: bar = 1.86; break; case 386: bar = 1.85; break; case 387: bar = 1.85; break; case 388: bar = 1.84; break; case 389: bar = 1.83; break; case 390: bar = 1.83; break; case 391: bar = 1.82; break; case 392: bar = 1.82; break; case 393: bar = 1.81; break; case 394: bar = 1.8; break; case 395: bar = 1.8; break; case 396: bar = 1.79; break; case 397: bar = 1.79; break; case 398: bar = 1.78; break; case 399: bar = 1.77; break; case 400: bar = 1.77; break; case 401: bar = 1.76; break; case 402: bar = 1.76; break; case 403: bar = 1.75; break; case 404: bar = 1.75; break; case 405: bar = 1.74; break; case 406: bar = 1.73; break; case 407: bar = 1.73; break; case 408: bar = 1.72; break; case 409: bar = 1.72; break; case 410: bar = 1.71; break; case 411: bar = 1.71; break; case 412: bar = 1.7; break; case 413: bar = 1.7; break; case 414: bar = 1.69; break; case 415: bar = 1.69; break; case 416: bar = 1.68; break; case 417: bar = 1.67; break; case 418: bar = 1.67; break; case 419: bar = 1.66; break; case 420: bar = 1.66; break; case 421: bar = 1.65; break; case 422: bar = 1.65; break; case 423: bar = 1.64; break; case 424: bar = 1.64; break; case 425: bar = 1.63; break; case 426: bar = 1.63; break; case 427: bar = 1.62; break; case 428: bar = 1.62; break; case 429: bar = 1.61; break; case 430: bar = 1.61; break; case 431: bar = 1.6; break; case 432: bar = 1.6; break; case 433: bar = 1.59; break; case 434: bar = 1.59; break; case 435: bar = 1.58; break; case 436: bar = 1.58; break; case 437: bar = 1.57; break; case 438: bar = 1.57; break; case 439: bar = 1.56; break; case 440: bar = 1.56; break; case 441: bar = 1.55; break; case 442: bar = 1.55; break; case 443: bar = 1.54; break; case 444: bar = 1.54; break; case 445: bar = 1.53; break; case 446: bar = 1.53; break; case 447: bar = 1.53; break; case 448: bar = 1.52; break; case 449: bar = 1.52; break; case 450: bar = 1.51; break; case 451: bar = 1.51; break; case 452: bar = 1.5; break; case 453: bar = 1.5; break; case 454: bar = 1.49; break; case 455: bar = 1.49; break; case 456: bar = 1.48; break; case 457: bar = 1.48; break; case 458: bar = 1.47; break; case 459: bar = 1.47; break; case 460: bar = 1.47; break; case 461: bar = 1.46; break; case 462: bar = 1.46; break; case 463: bar = 1.45; break; case 464: bar = 1.45; break; case 465: bar = 1.44; break; case 466: bar = 1.44; break; case 467: bar = 1.44; break; case 468: bar = 1.43; break; case 469: bar = 1.43; break; case 470: bar = 1.42; break; case 471: bar = 1.42; break; case 472: bar = 1.41; break; case 473: bar = 1.41; break; case 474: bar = 1.41; break; case 475: bar = 1.4; break; case 476: bar = 1.4; break; case 477: bar = 1.39; break; case 478: bar = 1.39; break; case 479: bar = 1.38; break; case 480: bar = 1.38; break; case 481: bar = 1.38; break; case 482: bar = 1.37; break; case 483: bar = 1.37; break; case 484: bar = 1.36; break; case 485: bar = 1.36; break; case 486: bar = 1.36; break; case 487: bar = 1.35; break; case 488: bar = 1.35; break; case 489: bar = 1.34; break; case 490: bar = 1.34; break; case 491: bar = 1.34; break; case 492: bar = 1.33; break; case 493: bar = 1.33; break; case 494: bar = 1.32; break; case 495: bar = 1.32; break; case 496: bar = 1.32; break; case 497: bar = 1.31; break; case 498: bar = 1.31; break; case 499: bar = 1.3; break; case 500: bar = 1.3; break; case 501: bar = 1.3; break; case 502: bar = 1.29; break; case 503: bar = 1.29; break; case 504: bar = 1.29; break; case 505: bar = 1.28; break; case 506: bar = 1.28; break; case 507: bar = 1.27; break; case 508: bar = 1.27; break; case 509: bar = 1.27; break; case 510: bar = 1.26; break; case 511: bar = 1.26; break; case 512: bar = 1.26; break; case 513: bar = 1.25; break; case 514: bar = 1.25; break; case 515: bar = 1.24; break; case 516: bar = 1.24; break; case 517: bar = 1.24; break; case 518: bar = 1.23; break; case 519: bar = 1.23; break; case 520: bar = 1.23; break; case 521: bar = 1.22; break; case 522: bar = 1.22; break; case 523: bar = 1.22; break; case 524: bar = 1.21; break; case 525: bar = 1.21; break; case 526: bar = 1.21; break; case 527: bar = 1.2; break; case 528: bar = 1.2; break; case 529: bar = 1.2; break; case 530: bar = 1.19; break; case 531: bar = 1.19; break; case 532: bar = 1.18; break; case 533: bar = 1.18; break; case 534: bar = 1.18; break; case 535: bar = 1.17; break; case 536: bar = 1.17; break; case 537: bar = 1.17; break; case 538: bar = 1.16; break; case 539: bar = 1.16; break; case 540: bar = 1.16; break; case 541: bar = 1.15; break; case 542: bar = 1.15; break; case 543: bar = 1.15; break; case 544: bar = 1.14; break; case 545: bar = 1.14; break; case 546: bar = 1.14; break; case 547: bar = 1.13; break; case 548: bar = 1.13; break; case 549: bar = 1.13; break; case 550: bar = 1.12; break; case 551: bar = 1.12; break; case 552: bar = 1.12; break; case 553: bar = 1.12; break; case 554: bar = 1.11; break; case 555: bar = 1.11; break; case 556: bar = 1.11; break; case 557: bar = 1.1; break; case 558: bar = 1.1; break; case 559: bar = 1.1; break; case 560: bar = 1.09; break; case 561: bar = 1.09; break; case 562: bar = 1.09; break; case 563: bar = 1.08; break; case 564: bar = 1.08; break; case 565: bar = 1.08; break; case 566: bar = 1.07; break; case 567: bar = 1.07; break; case 568: bar = 1.07; break; case 569: bar = 1.07; break; case 570: bar = 1.06; break; case 571: bar = 1.06; break; case 572: bar = 1.06; break; case 573: bar = 1.05; break; case 574: bar = 1.05; break; case 575: bar = 1.05; break; case 576: bar = 1.04; break; case 577: bar = 1.04; break; case 578: bar = 1.04; break; case 579: bar = 1.04; break; case 580: bar = 1.03; break; case 581: bar = 1.03; break; case 582: bar = 1.03; break; case 583: bar = 1.02; break; case 584: bar = 1.02; break; case 585: bar = 1.02; break; case 586: bar = 1.02; break; case 587: bar = 1.01; break; case 588: bar = 1.01; break; case 589: bar = 1.01; break; case 590: bar = 1; break; case 591: bar = 1; break; case 592: bar = 1; break; case 593: bar = 1; break; case 594: bar = 0.99; break; case 595: bar = 0.99; break; case 596: bar = 0.99; break; case 597: bar = 0.98; break; case 598: bar = 0.98; break; case 599: bar = 0.98; break; case 600: bar = 0.98; break; case 601: bar = 0.97; break; case 602: bar = 0.97; break; case 603: bar = 0.97; break; case 604: bar = 0.96; break; case 605: bar = 0.96; break; case 606: bar = 0.96; break; case 607: bar = 0.96; break; case 608: bar = 0.95; break; case 609: bar = 0.95; break; case 610: bar = 0.95; break; case 611: bar = 0.95; break; case 612: bar = 0.94; break; case 613: bar = 0.94; break; case 614: bar = 0.94; break; case 615: bar = 0.94; break; case 616: bar = 0.93; break; case 617: bar = 0.93; break; case 618: bar = 0.93; break; case 619: bar = 0.92; break; case 620: bar = 0.92; break; case 621: bar = 0.92; break; case 622: bar = 0.92; break; case 623: bar = 0.91; break; case 624: bar = 0.91; break; case 625: bar = 0.91; break; case 626: bar = 0.91; break; case 627: bar = 0.9; break; case 628: bar = 0.9; break; case 629: bar = 0.9; break; case 630: bar = 0.9; break; case 631: bar = 0.89; break; case 632: bar = 0.89; break; case 633: bar = 0.89; break; case 634: bar = 0.89; break; case 635: bar = 0.88; break; case 636: bar = 0.88; break; case 637: bar = 0.88; break; case 638: bar = 0.88; break; case 639: bar = 0.87; break; case 640: bar = 0.87; break; case 641: bar = 0.87; break; case 642: bar = 0.87; break; case 643: bar = 0.86; break; case 644: bar = 0.86; break; case 645: bar = 0.86; break; case 646: bar = 0.86; break; case 647: bar = 0.85; break; case 648: bar = 0.85; break; case 649: bar = 0.85; break; case 650: bar = 0.85; break; case 651: bar = 0.84; break; case 652: bar = 0.84; break; case 653: bar = 0.84; break; case 654: bar = 0.84; break; case 655: bar = 0.84; break; case 656: bar = 0.83; break; case 657: bar = 0.83; break; case 658: bar = 0.83; break; case 659: bar = 0.83; break; case 660: bar = 0.82; break; case 661: bar = 0.82; break; case 662: bar = 0.82; break; case 663: bar = 0.82; break; case 664: bar = 0.81; break; case 665: bar = 0.81; break; case 666: bar = 0.81; break; case 667: bar = 0.81; break; case 668: bar = 0.81; break; case 669: bar = 0.8; break; case 670: bar = 0.8; break; case 671: bar = 0.8; break; case 672: bar = 0.8; break; case 673: bar = 0.79; break; case 674: bar = 0.79; break; case 675: bar = 0.79; break; case 676: bar = 0.79; break; case 677: bar = 0.78; break; case 678: bar = 0.78; break; case 679: bar = 0.78; break; case 680: bar = 0.78; break; case 681: bar = 0.78; break; case 682: bar = 0.77; break; case 683: bar = 0.77; break; case 684: bar = 0.77; break; case 685: bar = 0.77; break; case 686: bar = 0.77; break; case 687: bar = 0.76; break; case 688: bar = 0.76; break; case 689: bar = 0.76; break; case 690: bar = 0.76; break; case 691: bar = 0.75; break; case 692: bar = 0.75; break; case 693: bar = 0.75; break; case 694: bar = 0.75; break; case 695: bar = 0.75; break; case 696: bar = 0.74; break; case 697: bar = 0.74; break; case 698: bar = 0.74; break; case 699: bar = 0.74; break; case 700: bar = 0.74; break; case 701: bar = 0.73; break; case 702: bar = 0.73; break; case 703: bar = 0.73; break; case 704: bar = 0.73; break; case 705: bar = 0.72; break; case 706: bar = 0.72; break; case 707: bar = 0.72; break; case 708: bar = 0.72; break; case 709: bar = 0.72; break; case 710: bar = 0.71; break; case 711: bar = 0.71; break; case 712: bar = 0.71; break; case 713: bar = 0.71; break; case 714: bar = 0.71; break; case 715: bar = 0.7; break; case 716: bar = 0.7; break; case 717: bar = 0.7; break; case 718: bar = 0.7; break; case 719: bar = 0.7; break; case 720: bar = 0.69; break; case 721: bar = 0.69; break; case 722: bar = 0.69; break; case 723: bar = 0.69; break; case 724: bar = 0.69; break; case 725: bar = 0.68; break; case 726: bar = 0.68; break; case 727: bar = 0.68; break; case 728: bar = 0.68; break; case 729: bar = 0.68; break; case 730: bar = 0.67; break; case 731: bar = 0.67; break; case 732: bar = 0.67; break; case 733: bar = 0.67; break; case 734: bar = 0.67; break; case 735: bar = 0.67; break; case 736: bar = 0.66; break; case 737: bar = 0.66; break; case 738: bar = 0.66; break; case 739: bar = 0.66; break; case 740: bar = 0.66; break; case 741: bar = 0.65; break; case 742: bar = 0.65; break; case 743: bar = 0.65; break; case 744: bar = 0.65; break; case 745: bar = 0.65; break; case 746: bar = 0.64; break; case 747: bar = 0.64; break; case 748: bar = 0.64; break; case 749: bar = 0.64; break; case 750: bar = 0.64; break; case 751: bar = 0.64; break; case 752: bar = 0.63; break; case 753: bar = 0.63; break; case 754: bar = 0.63; break; case 755: bar = 0.63; break; case 756: bar = 0.63; break; case 757: bar = 0.62; break; case 758: bar = 0.62; break; case 759: bar = 0.62; break; case 760: bar = 0.62; break; case 761: bar = 0.62; break; case 762: bar = 0.61; break; case 763: bar = 0.61; break; case 764: bar = 0.61; break; case 765: bar = 0.61; break; case 766: bar = 0.61; break; case 767: bar = 0.61; break; case 768: bar = 0.6; break; case 769: bar = 0.6; break; case 770: bar = 0.6; break; case 771: bar = 0.6; break; case 772: bar = 0.6; break; case 773: bar = 0.6; break; case 774: bar = 0.59; break; case 775: bar = 0.59; break; case 776: bar = 0.59; break; case 777: bar = 0.59; break; case 778: bar = 0.59; break; case 779: bar = 0.59; break; case 780: bar = 0.58; break; case 781: bar = 0.58; break; case 782: bar = 0.58; break; case 783: bar = 0.58; break; case 784: bar = 0.58; break; case 785: bar = 0.57; break; case 786: bar = 0.57; break; case 787: bar = 0.57; break; case 788: bar = 0.57; break; case 789: bar = 0.57; break; case 790: bar = 0.57; break; case 791: bar = 0.56; break; case 792: bar = 0.56; break; case 793: bar = 0.56; break; case 794: bar = 0.56; break; case 795: bar = 0.56; break; case 796: bar = 0.56; break; case 797: bar = 0.55; break; case 798: bar = 0.55; break; case 799: bar = 0.55; break; case 800: bar = 0.55; break; case 801: bar = 0.55; break; case 802: bar = 0.55; break; case 803: bar = 0.54; break; case 804: bar = 0.54; break; case 805: bar = 0.54; break; case 806: bar = 0.54; break; case 807: bar = 0.54; break; case 808: bar = 0.54; break; case 809: bar = 0.53; break; case 810: bar = 0.53; break; case 811: bar = 0.53; break; case 812: bar = 0.53; break; case 813: bar = 0.53; break; case 814: bar = 0.53; break; case 815: bar = 0.53; break; case 816: bar = 0.52; break; case 817: bar = 0.52; break; case 818: bar = 0.52; break; case 819: bar = 0.52; break; case 820: bar = 0.52; break; case 821: bar = 0.52; break; case 822: bar = 0.51; break; case 823: bar = 0.51; break; case 824: bar = 0.51; break; case 825: bar = 0.51; break; case 826: bar = 0.51; break; case 827: bar = 0.51; break; case 828: bar = 0.5; break; case 829: bar = 0.5; break; case 830: bar = 0.5; break; case 831: bar = 0.5; break; case 832: bar = 0.5; break; case 833: bar = 0.5; break; case 834: bar = 0.5; break; case 835: bar = 0.49; break; case 836: bar = 0.49; break; case 837: bar = 0.49; break; case 838: bar = 0.49; break; case 839: bar = 0.49; break; case 840: bar = 0.49; break; case 841: bar = 0.48; break; case 842: bar = 0.48; break; case 843: bar = 0.48; break; case 844: bar = 0.48; break; case 845: bar = 0.48; break; case 846: bar = 0.48; break; case 847: bar = 0.48; break; case 848: bar = 0.47; break; case 849: bar = 0.47; break; case 850: bar = 0.47; break; case 851: bar = 0.47; break; case 852: bar = 0.47; break; case 853: bar = 0.47; break; case 854: bar = 0.47; break; case 855: bar = 0.46; break; case 856: bar = 0.46; break; case 857: bar = 0.46; break; case 858: bar = 0.46; break; case 859: bar = 0.46; break; case 860: bar = 0.46; break; case 861: bar = 0.46; break; case 862: bar = 0.45; break; case 863: bar = 0.45; break; case 864: bar = 0.45; break; case 865: bar = 0.45; break; case 866: bar = 0.45; break; case 867: bar = 0.45; break; case 868: bar = 0.45; break; case 869: bar = 0.44; break; case 870: bar = 0.44; break; case 871: bar = 0.44; break; case 872: bar = 0.44; break; case 873: bar = 0.44; break; case 874: bar = 0.44; break; case 875: bar = 0.44; break; case 876: bar = 0.43; break; case 877: bar = 0.43; break; case 878: bar = 0.43; break; case 879: bar = 0.43; break; case 880: bar = 0.43; break; case 881: bar = 0.43; break; case 882: bar = 0.43; break; case 883: bar = 0.42; break; case 884: bar = 0.42; break; case 885: bar = 0.42; break; case 886: bar = 0.42; break; case 887: bar = 0.42; break; case 888: bar = 0.42; break; case 889: bar = 0.42; break; case 890: bar = 0.41; break; case 891: bar = 0.41; break; case 892: bar = 0.41; break; case 893: bar = 0.41; break; case 894: bar = 0.41; break; case 895: bar = 0.41; break; case 896: bar = 0.41; break; case 897: bar = 0.41; break; case 898: bar = 0.4; break; case 899: bar = 0.4; break; case 900: bar = 0.4; break; case 901: bar = 0.4; break; case 902: bar = 0.4; break; case 903: bar = 0.4; break; case 904: bar = 0.4; break; case 905: bar = 0.39; break; case 906: bar = 0.39; break; case 907: bar = 0.39; break; case 908: bar = 0.39; break; case 909: bar = 0.39; break; case 910: bar = 0.39; break; case 911: bar = 0.39; break; case 912: bar = 0.39; break; case 913: bar = 0.38; break; case 914: bar = 0.38; break; case 915: bar = 0.38; break; case 916: bar = 0.38; break; case 917: bar = 0.38; break; case 918: bar = 0.38; break; case 919: bar = 0.38; break; case 920: bar = 0.38; break; case 921: bar = 0.37; break; case 922: bar = 0.37; break; case 923: bar = 0.37; break; case 924: bar = 0.37; break; case 925: bar = 0.37; break; case 926: bar = 0.37; break; case 927: bar = 0.37; break; case 928: bar = 0.37; break; case 929: bar = 0.36; break; case 930: bar = 0.36; break; case 931: bar = 0.36; break; case 932: bar = 0.36; break; case 933: bar = 0.36; break; case 934: bar = 0.36; break; case 935: bar = 0.36; break; case 936: bar = 0.36; break; case 937: bar = 0.35; break; case 938: bar = 0.35; break; case 939: bar = 0.35; break; case 940: bar = 0.35; break; case 941: bar = 0.35; break; case 942: bar = 0.35; break; case 943: bar = 0.35; break; case 944: bar = 0.35; break; case 945: bar = 0.34; break; case 946: bar = 0.34; break; case 947: bar = 0.34; break; case 948: bar = 0.34; break; case 949: bar = 0.34; break; case 950: bar = 0.34; break; case 951: bar = 0.34; break; case 952: bar = 0.34; break; case 953: bar = 0.33; break; case 954: bar = 0.33; break; case 955: bar = 0.33; break; case 956: bar = 0.33; break; case 957: bar = 0.33; break; case 958: bar = 0.33; break; case 959: bar = 0.33; break; case 960: bar = 0.33; break; case 961: bar = 0.32; break; case 962: bar = 0.32; break; case 963: bar = 0.32; break; case 964: bar = 0.32; break; case 965: bar = 0.32; break; case 966: bar = 0.32; break; case 967: bar = 0.32; break; case 968: bar = 0.32; break; case 969: bar = 0.32; break; case 970: bar = 0.31; break; case 971: bar = 0.31; break; case 972: bar = 0.31; break; case 973: bar = 0.31; break; case 974: bar = 0.31; break; case 975: bar = 0.31; break; case 976: bar = 0.31; break; case 977: bar = 0.31; break; case 978: bar = 0.3; break; case 979: bar = 0.3; break; case 980: bar = 0.3; break; case 981: bar = 0.3; break; case 982: bar = 0.3; break; case 983: bar = 0.3; break; case 984: bar = 0.3; break; case 985: bar = 0.3; break; case 986: bar = 0.3; break; case 987: bar = 0.29; break; case 988: bar = 0.29; break; case 989: bar = 0.29; break; case 990: bar = 0.29; break; case 991: bar = 0.29; break; case 992: bar = 0.29; break; case 993: bar = 0.29; break; case 994: bar = 0.29; break; case 995: bar = 0.29; break; case 996: bar = 0.28; break; case 997: bar = 0.28; break; case 998: bar = 0.28; break; case 999: bar = 0.28; break; case 1000: bar = 0.28; break; case 1001: bar = 0.28; break; case 1002: bar = 0.28; break; case 1003: bar = 0.28; break; case 1004: bar = 0.28; break; case 1005: bar = 0.27; break; case 1006: bar = 0.27; break; case 1007: bar = 0.27; break; case 1008: bar = 0.27; break; case 1009: bar = 0.27; break; case 1010: bar = 0.27; break; case 1011: bar = 0.27; break; case 1012: bar = 0.27; break; case 1013: bar = 0.27; break; case 1014: bar = 0.26; break; case 1015: bar = 0.26; break; case 1016: bar = 0.26; break; case 1017: bar = 0.26; break; case 1018: bar = 0.26; break; case 1019: bar = 0.26; break; case 1020: bar = 0.26; break; case 1021: bar = 0.26; break; case 1022: bar = 0.26; break; case 1023: bar = 0.26; break; case 1024: bar = 0.25; break;
case 35: bar = 18.59; break; | case 35: bar = 18.59; break; case 36: bar = 18.16; break; case 37: bar = 17.76; break; case 38: bar = 17.37; break; case 39: bar = 17; break; case 40: bar = 16.64; break; case 41: bar = 16.3; break; case 42: bar = 15.98; break; case 43: bar = 15.67; break; case 44: bar = 15.37; break; case 45: bar = 15.08; break; case 46: bar = 14.81; break; case 47: bar = 14.54; break; case 48: bar = 14.28; break; case 49: bar = 14.04; break; case 50: bar = 13.8; break; case 51: bar = 13.57; break; case 52: bar = 13.35; break; case 53: bar = 13.13; break; case 54: bar = 12.93; break; case 55: bar = 12.73; break; case 56: bar = 12.53; break; case 57: bar = 12.34; break; case 58: bar = 12.16; break; case 59: bar = 11.98; break; case 60: bar = 11.81; break; case 61: bar = 11.65; break; case 62: bar = 11.48; break; case 63: bar = 11.33; break; case 64: bar = 11.17; break; case 65: bar = 11.02; break; case 66: bar = 10.88; break; case 67: bar = 10.74; break; case 68: bar = 10.6; break; case 69: bar = 10.47; break; case 70: bar = 10.34; break; case 71: bar = 10.21; break; case 72: bar = 10.09; break; case 73: bar = 9.97; break; case 74: bar = 9.85; break; case 75: bar = 9.73; break; case 76: bar = 9.62; break; case 77: bar = 9.51; break; case 78: bar = 9.4; break; case 79: bar = 9.3; break; case 80: bar = 9.19; break; case 81: bar = 9.09; break; case 82: bar = 9; break; case 83: bar = 8.9; break; case 84: bar = 8.81; break; case 85: bar = 8.71; break; case 86: bar = 8.62; break; case 87: bar = 8.53; break; case 88: bar = 8.45; break; case 89: bar = 8.36; break; case 90: bar = 8.28; break; case 91: bar = 8.2; break; case 92: bar = 8.12; break; case 93: bar = 8.04; break; case 94: bar = 7.96; break; case 95: bar = 7.89; break; case 96: bar = 7.81; break; case 97: bar = 7.74; break; case 98: bar = 7.67; break; case 99: bar = 7.6; break; case 100: bar = 7.53; break; case 101: bar = 7.46; break; case 102: bar = 7.4; break; case 103: bar = 7.33; break; case 104: bar = 7.27; break; case 105: bar = 7.2; break; case 106: bar = 7.14; break; case 107: bar = 7.08; break; case 108: bar = 7.02; break; case 109: bar = 6.96; break; case 110: bar = 6.9; break; case 111: bar = 6.85; break; case 112: bar = 6.79; break; case 113: bar = 6.74; break; case 114: bar = 6.68; break; case 115: bar = 6.63; break; case 116: bar = 6.57; break; case 117: bar = 6.52; break; case 118: bar = 6.47; break; case 119: bar = 6.42; break; case 120: bar = 6.37; break; case 121: bar = 6.32; break; case 122: bar = 6.27; break; case 123: bar = 6.23; break; case 124: bar = 6.18; break; case 125: bar = 6.13; break; case 126: bar = 6.09; break; case 127: bar = 6.04; break; case 128: bar = 6; break; case 129: bar = 5.95; break; case 130: bar = 5.91; break; case 131: bar = 5.87; break; case 132: bar = 5.83; break; case 133: bar = 5.79; break; case 134: bar = 5.75; break; case 135: bar = 5.71; break; case 136: bar = 5.67; break; case 137: bar = 5.63; break; case 138: bar = 5.59; break; case 139: bar = 5.55; break; case 140: bar = 5.51; break; case 141: bar = 5.47; break; case 142: bar = 5.44; break; case 143: bar = 5.4; break; case 144: bar = 5.37; break; case 145: bar = 5.33; break; case 146: bar = 5.3; break; case 147: bar = 5.26; break; case 148: bar = 5.23; break; case 149: bar = 5.19; break; case 150: bar = 5.16; break; case 151: bar = 5.13; break; case 152: bar = 5.09; break; case 153: bar = 5.06; break; case 154: bar = 5.03; break; case 155: bar = 5; break; case 156: bar = 4.97; break; case 157: bar = 4.94; break; case 158: bar = 4.91; break; case 159: bar = 4.88; break; case 160: bar = 4.85; break; case 161: bar = 4.82; break; case 162: bar = 4.79; break; case 163: bar = 4.76; break; case 164: bar = 4.73; break; case 165: bar = 4.7; break; case 166: bar = 4.68; break; case 167: bar = 4.65; break; case 168: bar = 4.62; break; case 169: bar = 4.59; break; case 170: bar = 4.57; break; case 171: bar = 4.54; break; case 172: bar = 4.52; break; case 173: bar = 4.49; break; case 174: bar = 4.46; break; case 175: bar = 4.44; break; case 176: bar = 4.41; break; case 177: bar = 4.39; break; case 178: bar = 4.36; break; case 179: bar = 4.34; break; case 180: bar = 4.32; break; case 181: bar = 4.29; break; case 182: bar = 4.27; break; case 183: bar = 4.25; break; case 184: bar = 4.22; break; case 185: bar = 4.2; break; case 186: bar = 4.18; break; case 187: bar = 4.15; break; case 188: bar = 4.13; break; case 189: bar = 4.11; break; case 190: bar = 4.09; break; case 191: bar = 4.07; break; case 192: bar = 4.05; break; case 193: bar = 4.02; break; case 194: bar = 4; break; case 195: bar = 3.98; break; case 196: bar = 3.96; break; case 197: bar = 3.94; break; case 198: bar = 3.92; break; case 199: bar = 3.9; break; case 200: bar = 3.88; break; case 201: bar = 3.86; break; case 202: bar = 3.84; break; case 203: bar = 3.82; break; case 204: bar = 3.8; break; case 205: bar = 3.78; break; case 206: bar = 3.77; break; case 207: bar = 3.75; break; case 208: bar = 3.73; break; case 209: bar = 3.71; break; case 210: bar = 3.69; break; case 211: bar = 3.67; break; case 212: bar = 3.66; break; case 213: bar = 3.64; break; case 214: bar = 3.62; break; case 215: bar = 3.6; break; case 216: bar = 3.59; break; case 217: bar = 3.57; break; case 218: bar = 3.55; break; case 219: bar = 3.53; break; case 220: bar = 3.52; break; case 221: bar = 3.5; break; case 222: bar = 3.48; break; case 223: bar = 3.47; break; case 224: bar = 3.45; break; case 225: bar = 3.44; break; case 226: bar = 3.42; break; case 227: bar = 3.4; break; case 228: bar = 3.39; break; case 229: bar = 3.37; break; case 230: bar = 3.36; break; case 231: bar = 3.34; break; case 232: bar = 3.33; break; case 233: bar = 3.31; break; case 234: bar = 3.3; break; case 235: bar = 3.28; break; case 236: bar = 3.27; break; case 237: bar = 3.25; break; case 238: bar = 3.24; break; case 239: bar = 3.22; break; case 240: bar = 3.21; break; case 241: bar = 3.19; break; case 242: bar = 3.18; break; case 243: bar = 3.17; break; case 244: bar = 3.15; break; case 245: bar = 3.14; break; case 246: bar = 3.12; break; case 247: bar = 3.11; break; case 248: bar = 3.1; break; case 249: bar = 3.08; break; case 250: bar = 3.07; break; case 251: bar = 3.06; break; case 252: bar = 3.04; break; case 253: bar = 3.03; break; case 254: bar = 3.02; break; case 255: bar = 3.01; break; case 256: bar = 2.99; break; case 257: bar = 2.98; break; case 258: bar = 2.97; break; case 259: bar = 2.96; break; case 260: bar = 2.94; break; case 261: bar = 2.93; break; case 262: bar = 2.92; break; case 263: bar = 2.91; break; case 264: bar = 2.89; break; case 265: bar = 2.88; break; case 266: bar = 2.87; break; case 267: bar = 2.86; break; case 268: bar = 2.85; break; case 269: bar = 2.83; break; case 270: bar = 2.82; break; case 271: bar = 2.81; break; case 272: bar = 2.8; break; case 273: bar = 2.79; break; case 274: bar = 2.78; break; case 275: bar = 2.77; break; case 276: bar = 2.76; break; case 277: bar = 2.74; break; case 278: bar = 2.73; break; case 279: bar = 2.72; break; case 280: bar = 2.71; break; case 281: bar = 2.7; break; case 282: bar = 2.69; break; case 283: bar = 2.68; break; case 284: bar = 2.67; break; case 285: bar = 2.66; break; case 286: bar = 2.65; break; case 287: bar = 2.64; break; case 288: bar = 2.63; break; case 289: bar = 2.62; break; case 290: bar = 2.61; break; case 291: bar = 2.6; break; case 292: bar = 2.59; break; case 293: bar = 2.58; break; case 294: bar = 2.57; break; case 295: bar = 2.56; break; case 296: bar = 2.55; break; case 297: bar = 2.54; break; case 298: bar = 2.53; break; case 299: bar = 2.52; break; case 300: bar = 2.51; break; case 301: bar = 2.5; break; case 302: bar = 2.49; break; case 303: bar = 2.48; break; case 304: bar = 2.47; break; case 305: bar = 2.46; break; case 306: bar = 2.45; break; case 307: bar = 2.44; break; case 308: bar = 2.43; break; case 309: bar = 2.42; break; case 310: bar = 2.41; break; case 311: bar = 2.41; break; case 312: bar = 2.4; break; case 313: bar = 2.39; break; case 314: bar = 2.38; break; case 315: bar = 2.37; break; case 316: bar = 2.36; break; case 317: bar = 2.35; break; case 318: bar = 2.34; break; case 319: bar = 2.34; break; case 320: bar = 2.33; break; case 321: bar = 2.32; break; case 322: bar = 2.31; break; case 323: bar = 2.3; break; case 324: bar = 2.29; break; case 325: bar = 2.28; break; case 326: bar = 2.28; break; case 327: bar = 2.27; break; case 328: bar = 2.26; break; case 329: bar = 2.25; break; case 330: bar = 2.24; break; case 331: bar = 2.24; break; case 332: bar = 2.23; break; case 333: bar = 2.22; break; case 334: bar = 2.21; break; case 335: bar = 2.2; break; case 336: bar = 2.2; break; case 337: bar = 2.19; break; case 338: bar = 2.18; break; case 339: bar = 2.17; break; case 340: bar = 2.17; break; case 341: bar = 2.16; break; case 342: bar = 2.15; break; case 343: bar = 2.14; break; case 344: bar = 2.13; break; case 345: bar = 2.13; break; case 346: bar = 2.12; break; case 347: bar = 2.11; break; case 348: bar = 2.11; break; case 349: bar = 2.1; break; case 350: bar = 2.09; break; case 351: bar = 2.08; break; case 352: bar = 2.08; break; case 353: bar = 2.07; break; case 354: bar = 2.06; break; case 355: bar = 2.05; break; case 356: bar = 2.05; break; case 357: bar = 2.04; break; case 358: bar = 2.03; break; case 359: bar = 2.03; break; case 360: bar = 2.02; break; case 361: bar = 2.01; break; case 362: bar = 2.01; break; case 363: bar = 2; break; case 364: bar = 1.99; break; case 365: bar = 1.99; break; case 366: bar = 1.98; break; case 367: bar = 1.97; break; case 368: bar = 1.97; break; case 369: bar = 1.96; break; case 370: bar = 1.95; break; case 371: bar = 1.95; break; case 372: bar = 1.94; break; case 373: bar = 1.93; break; case 374: bar = 1.93; break; case 375: bar = 1.92; break; case 376: bar = 1.91; break; case 377: bar = 1.91; break; case 378: bar = 1.9; break; case 379: bar = 1.89; break; case 380: bar = 1.89; break; case 381: bar = 1.88; break; case 382: bar = 1.88; break; case 383: bar = 1.87; break; case 384: bar = 1.86; break; case 385: bar = 1.86; break; case 386: bar = 1.85; break; case 387: bar = 1.85; break; case 388: bar = 1.84; break; case 389: bar = 1.83; break; case 390: bar = 1.83; break; case 391: bar = 1.82; break; case 392: bar = 1.82; break; case 393: bar = 1.81; break; case 394: bar = 1.8; break; case 395: bar = 1.8; break; case 396: bar = 1.79; break; case 397: bar = 1.79; break; case 398: bar = 1.78; break; case 399: bar = 1.77; break; case 400: bar = 1.77; break; case 401: bar = 1.76; break; case 402: bar = 1.76; break; case 403: bar = 1.75; break; case 404: bar = 1.75; break; case 405: bar = 1.74; break; case 406: bar = 1.73; break; case 407: bar = 1.73; break; case 408: bar = 1.72; break; case 409: bar = 1.72; break; case 410: bar = 1.71; break; case 411: bar = 1.71; break; case 412: bar = 1.7; break; case 413: bar = 1.7; break; case 414: bar = 1.69; break; case 415: bar = 1.69; break; case 416: bar = 1.68; break; case 417: bar = 1.67; break; case 418: bar = 1.67; break; case 419: bar = 1.66; break; case 420: bar = 1.66; break; case 421: bar = 1.65; break; case 422: bar = 1.65; break; case 423: bar = 1.64; break; case 424: bar = 1.64; break; case 425: bar = 1.63; break; case 426: bar = 1.63; break; case 427: bar = 1.62; break; case 428: bar = 1.62; break; case 429: bar = 1.61; break; case 430: bar = 1.61; break; case 431: bar = 1.6; break; case 432: bar = 1.6; break; case 433: bar = 1.59; break; case 434: bar = 1.59; break; case 435: bar = 1.58; break; case 436: bar = 1.58; break; case 437: bar = 1.57; break; case 438: bar = 1.57; break; case 439: bar = 1.56; break; case 440: bar = 1.56; break; case 441: bar = 1.55; break; case 442: bar = 1.55; break; case 443: bar = 1.54; break; case 444: bar = 1.54; break; case 445: bar = 1.53; break; case 446: bar = 1.53; break; case 447: bar = 1.53; break; case 448: bar = 1.52; break; case 449: bar = 1.52; break; case 450: bar = 1.51; break; case 451: bar = 1.51; break; case 452: bar = 1.5; break; case 453: bar = 1.5; break; case 454: bar = 1.49; break; case 455: bar = 1.49; break; case 456: bar = 1.48; break; case 457: bar = 1.48; break; case 458: bar = 1.47; break; case 459: bar = 1.47; break; case 460: bar = 1.47; break; case 461: bar = 1.46; break; case 462: bar = 1.46; break; case 463: bar = 1.45; break; case 464: bar = 1.45; break; case 465: bar = 1.44; break; case 466: bar = 1.44; break; case 467: bar = 1.44; break; case 468: bar = 1.43; break; case 469: bar = 1.43; break; case 470: bar = 1.42; break; case 471: bar = 1.42; break; case 472: bar = 1.41; break; case 473: bar = 1.41; break; case 474: bar = 1.41; break; case 475: bar = 1.4; break; case 476: bar = 1.4; break; case 477: bar = 1.39; break; case 478: bar = 1.39; break; case 479: bar = 1.38; break; case 480: bar = 1.38; break; case 481: bar = 1.38; break; case 482: bar = 1.37; break; case 483: bar = 1.37; break; case 484: bar = 1.36; break; case 485: bar = 1.36; break; case 486: bar = 1.36; break; case 487: bar = 1.35; break; case 488: bar = 1.35; break; case 489: bar = 1.34; break; case 490: bar = 1.34; break; case 491: bar = 1.34; break; case 492: bar = 1.33; break; case 493: bar = 1.33; break; case 494: bar = 1.32; break; case 495: bar = 1.32; break; case 496: bar = 1.32; break; case 497: bar = 1.31; break; case 498: bar = 1.31; break; case 499: bar = 1.3; break; case 500: bar = 1.3; break; case 501: bar = 1.3; break; case 502: bar = 1.29; break; case 503: bar = 1.29; break; case 504: bar = 1.29; break; case 505: bar = 1.28; break; case 506: bar = 1.28; break; case 507: bar = 1.27; break; case 508: bar = 1.27; break; case 509: bar = 1.27; break; case 510: bar = 1.26; break; case 511: bar = 1.26; break; case 512: bar = 1.26; break; case 513: bar = 1.25; break; case 514: bar = 1.25; break; case 515: bar = 1.24; break; case 516: bar = 1.24; break; case 517: bar = 1.24; break; case 518: bar = 1.23; break; case 519: bar = 1.23; break; case 520: bar = 1.23; break; case 521: bar = 1.22; break; case 522: bar = 1.22; break; case 523: bar = 1.22; break; case 524: bar = 1.21; break; case 525: bar = 1.21; break; case 526: bar = 1.21; break; case 527: bar = 1.2; break; case 528: bar = 1.2; break; case 529: bar = 1.2; break; case 530: bar = 1.19; break; case 531: bar = 1.19; break; case 532: bar = 1.18; break; case 533: bar = 1.18; break; case 534: bar = 1.18; break; case 535: bar = 1.17; break; case 536: bar = 1.17; break; case 537: bar = 1.17; break; case 538: bar = 1.16; break; case 539: bar = 1.16; break; case 540: bar = 1.16; break; case 541: bar = 1.15; break; case 542: bar = 1.15; break; case 543: bar = 1.15; break; case 544: bar = 1.14; break; case 545: bar = 1.14; break; case 546: bar = 1.14; break; case 547: bar = 1.13; break; case 548: bar = 1.13; break; case 549: bar = 1.13; break; case 550: bar = 1.12; break; case 551: bar = 1.12; break; case 552: bar = 1.12; break; case 553: bar = 1.12; break; case 554: bar = 1.11; break; case 555: bar = 1.11; break; case 556: bar = 1.11; break; case 557: bar = 1.1; break; case 558: bar = 1.1; break; case 559: bar = 1.1; break; case 560: bar = 1.09; break; case 561: bar = 1.09; break; case 562: bar = 1.09; break; case 563: bar = 1.08; break; case 564: bar = 1.08; break; case 565: bar = 1.08; break; case 566: bar = 1.07; break; case 567: bar = 1.07; break; case 568: bar = 1.07; break; case 569: bar = 1.07; break; case 570: bar = 1.06; break; case 571: bar = 1.06; break; case 572: bar = 1.06; break; case 573: bar = 1.05; break; case 574: bar = 1.05; break; case 575: bar = 1.05; break; case 576: bar = 1.04; break; case 577: bar = 1.04; break; case 578: bar = 1.04; break; case 579: bar = 1.04; break; case 580: bar = 1.03; break; case 581: bar = 1.03; break; case 582: bar = 1.03; break; case 583: bar = 1.02; break; case 584: bar = 1.02; break; case 585: bar = 1.02; break; case 586: bar = 1.02; break; case 587: bar = 1.01; break; case 588: bar = 1.01; break; case 589: bar = 1.01; break; case 590: bar = 1; break; case 591: bar = 1; break; case 592: bar = 1; break; case 593: bar = 1; break; case 594: bar = 0.99; break; case 595: bar = 0.99; break; case 596: bar = 0.99; break; case 597: bar = 0.98; break; case 598: bar = 0.98; break; case 599: bar = 0.98; break; case 600: bar = 0.98; break; case 601: bar = 0.97; break; case 602: bar = 0.97; break; case 603: bar = 0.97; break; case 604: bar = 0.96; break; case 605: bar = 0.96; break; case 606: bar = 0.96; break; case 607: bar = 0.96; break; case 608: bar = 0.95; break; case 609: bar = 0.95; break; case 610: bar = 0.95; break; case 611: bar = 0.95; break; case 612: bar = 0.94; break; case 613: bar = 0.94; break; case 614: bar = 0.94; break; case 615: bar = 0.94; break; case 616: bar = 0.93; break; case 617: bar = 0.93; break; case 618: bar = 0.93; break; case 619: bar = 0.92; break; case 620: bar = 0.92; break; case 621: bar = 0.92; break; case 622: bar = 0.92; break; case 623: bar = 0.91; break; case 624: bar = 0.91; break; case 625: bar = 0.91; break; case 626: bar = 0.91; break; case 627: bar = 0.9; break; case 628: bar = 0.9; break; case 629: bar = 0.9; break; case 630: bar = 0.9; break; case 631: bar = 0.89; break; case 632: bar = 0.89; break; case 633: bar = 0.89; break; case 634: bar = 0.89; break; case 635: bar = 0.88; break; case 636: bar = 0.88; break; case 637: bar = 0.88; break; case 638: bar = 0.88; break; case 639: bar = 0.87; break; case 640: bar = 0.87; break; case 641: bar = 0.87; break; case 642: bar = 0.87; break; case 643: bar = 0.86; break; case 644: bar = 0.86; break; case 645: bar = 0.86; break; case 646: bar = 0.86; break; case 647: bar = 0.85; break; case 648: bar = 0.85; break; case 649: bar = 0.85; break; case 650: bar = 0.85; break; case 651: bar = 0.84; break; case 652: bar = 0.84; break; case 653: bar = 0.84; break; case 654: bar = 0.84; break; case 655: bar = 0.84; break; case 656: bar = 0.83; break; case 657: bar = 0.83; break; case 658: bar = 0.83; break; case 659: bar = 0.83; break; case 660: bar = 0.82; break; case 661: bar = 0.82; break; case 662: bar = 0.82; break; case 663: bar = 0.82; break; case 664: bar = 0.81; break; case 665: bar = 0.81; break; case 666: bar = 0.81; break; case 667: bar = 0.81; break; case 668: bar = 0.81; break; case 669: bar = 0.8; break; case 670: bar = 0.8; break; case 671: bar = 0.8; break; case 672: bar = 0.8; break; case 673: bar = 0.79; break; case 674: bar = 0.79; break; case 675: bar = 0.79; break; case 676: bar = 0.79; break; case 677: bar = 0.78; break; case 678: bar = 0.78; break; case 679: bar = 0.78; break; case 680: bar = 0.78; break; case 681: bar = 0.78; break; case 682: bar = 0.77; break; case 683: bar = 0.77; break; case 684: bar = 0.77; break; case 685: bar = 0.77; break; case 686: bar = 0.77; break; case 687: bar = 0.76; break; case 688: bar = 0.76; break; case 689: bar = 0.76; break; case 690: bar = 0.76; break; case 691: bar = 0.75; break; case 692: bar = 0.75; break; case 693: bar = 0.75; break; case 694: bar = 0.75; break; case 695: bar = 0.75; break; case 696: bar = 0.74; break; case 697: bar = 0.74; break; case 698: bar = 0.74; break; case 699: bar = 0.74; break; case 700: bar = 0.74; break; case 701: bar = 0.73; break; case 702: bar = 0.73; break; case 703: bar = 0.73; break; case 704: bar = 0.73; break; case 705: bar = 0.72; break; case 706: bar = 0.72; break; case 707: bar = 0.72; break; case 708: bar = 0.72; break; case 709: bar = 0.72; break; case 710: bar = 0.71; break; case 711: bar = 0.71; break; case 712: bar = 0.71; break; case 713: bar = 0.71; break; case 714: bar = 0.71; break; case 715: bar = 0.7; break; case 716: bar = 0.7; break; case 717: bar = 0.7; break; case 718: bar = 0.7; break; case 719: bar = 0.7; break; case 720: bar = 0.69; break; case 721: bar = 0.69; break; case 722: bar = 0.69; break; case 723: bar = 0.69; break; case 724: bar = 0.69; break; case 725: bar = 0.68; break; case 726: bar = 0.68; break; case 727: bar = 0.68; break; case 728: bar = 0.68; break; case 729: bar = 0.68; break; case 730: bar = 0.67; break; case 731: bar = 0.67; break; case 732: bar = 0.67; break; case 733: bar = 0.67; break; case 734: bar = 0.67; break; case 735: bar = 0.67; break; case 736: bar = 0.66; break; case 737: bar = 0.66; break; case 738: bar = 0.66; break; case 739: bar = 0.66; break; case 740: bar = 0.66; break; case 741: bar = 0.65; break; case 742: bar = 0.65; break; case 743: bar = 0.65; break; case 744: bar = 0.65; break; case 745: bar = 0.65; break; case 746: bar = 0.64; break; case 747: bar = 0.64; break; case 748: bar = 0.64; break; case 749: bar = 0.64; break; case 750: bar = 0.64; break; case 751: bar = 0.64; break; case 752: bar = 0.63; break; case 753: bar = 0.63; break; case 754: bar = 0.63; break; case 755: bar = 0.63; break; case 756: bar = 0.63; break; case 757: bar = 0.62; break; case 758: bar = 0.62; break; case 759: bar = 0.62; break; case 760: bar = 0.62; break; case 761: bar = 0.62; break; case 762: bar = 0.61; break; case 763: bar = 0.61; break; case 764: bar = 0.61; break; case 765: bar = 0.61; break; case 766: bar = 0.61; break; case 767: bar = 0.61; break; case 768: bar = 0.6; break; case 769: bar = 0.6; break; case 770: bar = 0.6; break; case 771: bar = 0.6; break; case 772: bar = 0.6; break; case 773: bar = 0.6; break; case 774: bar = 0.59; break; case 775: bar = 0.59; break; case 776: bar = 0.59; break; case 777: bar = 0.59; break; case 778: bar = 0.59; break; case 779: bar = 0.59; break; case 780: bar = 0.58; break; case 781: bar = 0.58; break; case 782: bar = 0.58; break; case 783: bar = 0.58; break; case 784: bar = 0.58; break; case 785: bar = 0.57; break; case 786: bar = 0.57; break; case 787: bar = 0.57; break; case 788: bar = 0.57; break; case 789: bar = 0.57; break; case 790: bar = 0.57; break; case 791: bar = 0.56; break; case 792: bar = 0.56; break; case 793: bar = 0.56; break; case 794: bar = 0.56; break; case 795: bar = 0.56; break; case 796: bar = 0.56; break; case 797: bar = 0.55; break; case 798: bar = 0.55; break; case 799: bar = 0.55; break; case 800: bar = 0.55; break; case 801: bar = 0.55; break; case 802: bar = 0.55; break; case 803: bar = 0.54; break; case 804: bar = 0.54; break; case 805: bar = 0.54; break; case 806: bar = 0.54; break; case 807: bar = 0.54; break; case 808: bar = 0.54; break; case 809: bar = 0.53; break; case 810: bar = 0.53; break; case 811: bar = 0.53; break; case 812: bar = 0.53; break; case 813: bar = 0.53; break; case 814: bar = 0.53; break; case 815: bar = 0.53; break; case 816: bar = 0.52; break; case 817: bar = 0.52; break; case 818: bar = 0.52; break; case 819: bar = 0.52; break; case 820: bar = 0.52; break; case 821: bar = 0.52; break; case 822: bar = 0.51; break; case 823: bar = 0.51; break; case 824: bar = 0.51; break; case 825: bar = 0.51; break; case 826: bar = 0.51; break; case 827: bar = 0.51; break; case 828: bar = 0.5; break; case 829: bar = 0.5; break; case 830: bar = 0.5; break; case 831: bar = 0.5; break; case 832: bar = 0.5; break; case 833: bar = 0.5; break; case 834: bar = 0.5; break; case 835: bar = 0.49; break; case 836: bar = 0.49; break; case 837: bar = 0.49; break; case 838: bar = 0.49; break; case 839: bar = 0.49; break; case 840: bar = 0.49; break; case 841: bar = 0.48; break; case 842: bar = 0.48; break; case 843: bar = 0.48; break; case 844: bar = 0.48; break; case 845: bar = 0.48; break; case 846: bar = 0.48; break; case 847: bar = 0.48; break; case 848: bar = 0.47; break; case 849: bar = 0.47; break; case 850: bar = 0.47; break; case 851: bar = 0.47; break; case 852: bar = 0.47; break; case 853: bar = 0.47; break; case 854: bar = 0.47; break; case 855: bar = 0.46; break; case 856: bar = 0.46; break; case 857: bar = 0.46; break; case 858: bar = 0.46; break; case 859: bar = 0.46; break; case 860: bar = 0.46; break; case 861: bar = 0.46; break; case 862: bar = 0.45; break; case 863: bar = 0.45; break; case 864: bar = 0.45; break; case 865: bar = 0.45; break; case 866: bar = 0.45; break; case 867: bar = 0.45; break; case 868: bar = 0.45; break; case 869: bar = 0.44; break; case 870: bar = 0.44; break; case 871: bar = 0.44; break; case 872: bar = 0.44; break; case 873: bar = 0.44; break; case 874: bar = 0.44; break; case 875: bar = 0.44; break; case 876: bar = 0.43; break; case 877: bar = 0.43; break; case 878: bar = 0.43; break; case 879: bar = 0.43; break; case 880: bar = 0.43; break; case 881: bar = 0.43; break; case 882: bar = 0.43; break; case 883: bar = 0.42; break; case 884: bar = 0.42; break; case 885: bar = 0.42; break; case 886: bar = 0.42; break; case 887: bar = 0.42; break; case 888: bar = 0.42; break; case 889: bar = 0.42; break; case 890: bar = 0.41; break; case 891: bar = 0.41; break; case 892: bar = 0.41; break; case 893: bar = 0.41; break; case 894: bar = 0.41; break; case 895: bar = 0.41; break; case 896: bar = 0.41; break; case 897: bar = 0.41; break; case 898: bar = 0.4; break; case 899: bar = 0.4; break; case 900: bar = 0.4; break; case 901: bar = 0.4; break; case 902: bar = 0.4; break; case 903: bar = 0.4; break; case 904: bar = 0.4; break; case 905: bar = 0.39; break; case 906: bar = 0.39; break; case 907: bar = 0.39; break; case 908: bar = 0.39; break; case 909: bar = 0.39; break; case 910: bar = 0.39; break; case 911: bar = 0.39; break; case 912: bar = 0.39; break; case 913: bar = 0.38; break; case 914: bar = 0.38; break; case 915: bar = 0.38; break; case 916: bar = 0.38; break; case 917: bar = 0.38; break; case 918: bar = 0.38; break; case 919: bar = 0.38; break; case 920: bar = 0.38; break; case 921: bar = 0.37; break; case 922: bar = 0.37; break; case 923: bar = 0.37; break; case 924: bar = 0.37; break; case 925: bar = 0.37; break; case 926: bar = 0.37; break; case 927: bar = 0.37; break; case 928: bar = 0.37; break; case 929: bar = 0.36; break; case 930: bar = 0.36; break; case 931: bar = 0.36; break; case 932: bar = 0.36; break; case 933: bar = 0.36; break; case 934: bar = 0.36; break; case 935: bar = 0.36; break; case 936: bar = 0.36; break; case 937: bar = 0.35; break; case 938: bar = 0.35; break; case 939: bar = 0.35; break; case 940: bar = 0.35; break; case 941: bar = 0.35; break; case 942: bar = 0.35; break; case 943: bar = 0.35; break; case 944: bar = 0.35; break; case 945: bar = 0.34; break; case 946: bar = 0.34; break; case 947: bar = 0.34; break; case 948: bar = 0.34; break; case 949: bar = 0.34; break; case 950: bar = 0.34; break; case 951: bar = 0.34; break; case 952: bar = 0.34; break; case 953: bar = 0.33; break; case 954: bar = 0.33; break; case 955: bar = 0.33; break; case 956: bar = 0.33; break; case 957: bar = 0.33; break; case 958: bar = 0.33; break; case 959: bar = 0.33; break; case 960: bar = 0.33; break; case 961: bar = 0.32; break; case 962: bar = 0.32; break; case 963: bar = 0.32; break; case 964: bar = 0.32; break; case 965: bar = 0.32; break; case 966: bar = 0.32; break; case 967: bar = 0.32; break; case 968: bar = 0.32; break; case 969: bar = 0.32; break; case 970: bar = 0.31; break; case 971: bar = 0.31; break; case 972: bar = 0.31; break; case 973: bar = 0.31; break; case 974: bar = 0.31; break; case 975: bar = 0.31; break; case 976: bar = 0.31; break; case 977: bar = 0.31; break; case 978: bar = 0.3; break; case 979: bar = 0.3; break; case 980: bar = 0.3; break; case 981: bar = 0.3; break; case 982: bar = 0.3; break; case 983: bar = 0.3; break; case 984: bar = 0.3; break; case 985: bar = 0.3; break; case 986: bar = 0.3; break; case 987: bar = 0.29; break; case 988: bar = 0.29; break; case 989: bar = 0.29; break; case 990: bar = 0.29; break; case 991: bar = 0.29; break; case 992: bar = 0.29; break; case 993: bar = 0.29; break; case 994: bar = 0.29; break; case 995: bar = 0.29; break; case 996: bar = 0.28; break; case 997: bar = 0.28; break; case 998: bar = 0.28; break; case 999: bar = 0.28; break; case 1000: bar = 0.28; break; case 1001: bar = 0.28; break; case 1002: bar = 0.28; break; case 1003: bar = 0.28; break; case 1004: bar = 0.28; break; case 1005: bar = 0.27; break; case 1006: bar = 0.27; break; case 1007: bar = 0.27; break; case 1008: bar = 0.27; break; case 1009: bar = 0.27; break; case 1010: bar = 0.27; break; case 1011: bar = 0.27; break; case 1012: bar = 0.27; break; case 1013: bar = 0.27; break; case 1014: bar = 0.26; break; case 1015: bar = 0.26; break; case 1016: bar = 0.26; break; case 1017: bar = 0.26; break; case 1018: bar = 0.26; break; case 1019: bar = 0.26; break; case 1020: bar = 0.26; break; case 1021: bar = 0.26; break; case 1022: bar = 0.26; break; case 1023: bar = 0.26; break; case 1024: bar = 0.25; break;
case 36: bar = 18.16; break; | case 36: bar = 18.16; break; case 37: bar = 17.76; break; case 38: bar = 17.37; break; case 39: bar = 17; break; case 40: bar = 16.64; break; case 41: bar = 16.3; break; case 42: bar = 15.98; break; case 43: bar = 15.67; break; case 44: bar = 15.37; break; case 45: bar = 15.08; break; case 46: bar = 14.81; break; case 47: bar = 14.54; break; case 48: bar = 14.28; break; case 49: bar = 14.04; break; case 50: bar = 13.8; break; case 51: bar = 13.57; break; case 52: bar = 13.35; break; case 53: bar = 13.13; break; case 54: bar = 12.93; break; case 55: bar = 12.73; break; case 56: bar = 12.53; break; case 57: bar = 12.34; break; case 58: bar = 12.16; break; case 59: bar = 11.98; break; case 60: bar = 11.81; break; case 61: bar = 11.65; break; case 62: bar = 11.48; break; case 63: bar = 11.33; break; case 64: bar = 11.17; break; case 65: bar = 11.02; break; case 66: bar = 10.88; break; case 67: bar = 10.74; break; case 68: bar = 10.6; break; case 69: bar = 10.47; break; case 70: bar = 10.34; break; case 71: bar = 10.21; break; case 72: bar = 10.09; break; case 73: bar = 9.97; break; case 74: bar = 9.85; break; case 75: bar = 9.73; break; case 76: bar = 9.62; break; case 77: bar = 9.51; break; case 78: bar = 9.4; break; case 79: bar = 9.3; break; case 80: bar = 9.19; break; case 81: bar = 9.09; break; case 82: bar = 9; break; case 83: bar = 8.9; break; case 84: bar = 8.81; break; case 85: bar = 8.71; break; case 86: bar = 8.62; break; case 87: bar = 8.53; break; case 88: bar = 8.45; break; case 89: bar = 8.36; break; case 90: bar = 8.28; break; case 91: bar = 8.2; break; case 92: bar = 8.12; break; case 93: bar = 8.04; break; case 94: bar = 7.96; break; case 95: bar = 7.89; break; case 96: bar = 7.81; break; case 97: bar = 7.74; break; case 98: bar = 7.67; break; case 99: bar = 7.6; break; case 100: bar = 7.53; break; case 101: bar = 7.46; break; case 102: bar = 7.4; break; case 103: bar = 7.33; break; case 104: bar = 7.27; break; case 105: bar = 7.2; break; case 106: bar = 7.14; break; case 107: bar = 7.08; break; case 108: bar = 7.02; break; case 109: bar = 6.96; break; case 110: bar = 6.9; break; case 111: bar = 6.85; break; case 112: bar = 6.79; break; case 113: bar = 6.74; break; case 114: bar = 6.68; break; case 115: bar = 6.63; break; case 116: bar = 6.57; break; case 117: bar = 6.52; break; case 118: bar = 6.47; break; case 119: bar = 6.42; break; case 120: bar = 6.37; break; case 121: bar = 6.32; break; case 122: bar = 6.27; break; case 123: bar = 6.23; break; case 124: bar = 6.18; break; case 125: bar = 6.13; break; case 126: bar = 6.09; break; case 127: bar = 6.04; break; case 128: bar = 6; break; case 129: bar = 5.95; break; case 130: bar = 5.91; break; case 131: bar = 5.87; break; case 132: bar = 5.83; break; case 133: bar = 5.79; break; case 134: bar = 5.75; break; case 135: bar = 5.71; break; case 136: bar = 5.67; break; case 137: bar = 5.63; break; case 138: bar = 5.59; break; case 139: bar = 5.55; break; case 140: bar = 5.51; break; case 141: bar = 5.47; break; case 142: bar = 5.44; break; case 143: bar = 5.4; break; case 144: bar = 5.37; break; case 145: bar = 5.33; break; case 146: bar = 5.3; break; case 147: bar = 5.26; break; case 148: bar = 5.23; break; case 149: bar = 5.19; break; case 150: bar = 5.16; break; case 151: bar = 5.13; break; case 152: bar = 5.09; break; case 153: bar = 5.06; break; case 154: bar = 5.03; break; case 155: bar = 5; break; case 156: bar = 4.97; break; case 157: bar = 4.94; break; case 158: bar = 4.91; break; case 159: bar = 4.88; break; case 160: bar = 4.85; break; case 161: bar = 4.82; break; case 162: bar = 4.79; break; case 163: bar = 4.76; break; case 164: bar = 4.73; break; case 165: bar = 4.7; break; case 166: bar = 4.68; break; case 167: bar = 4.65; break; case 168: bar = 4.62; break; case 169: bar = 4.59; break; case 170: bar = 4.57; break; case 171: bar = 4.54; break; case 172: bar = 4.52; break; case 173: bar = 4.49; break; case 174: bar = 4.46; break; case 175: bar = 4.44; break; case 176: bar = 4.41; break; case 177: bar = 4.39; break; case 178: bar = 4.36; break; case 179: bar = 4.34; break; case 180: bar = 4.32; break; case 181: bar = 4.29; break; case 182: bar = 4.27; break; case 183: bar = 4.25; break; case 184: bar = 4.22; break; case 185: bar = 4.2; break; case 186: bar = 4.18; break; case 187: bar = 4.15; break; case 188: bar = 4.13; break; case 189: bar = 4.11; break; case 190: bar = 4.09; break; case 191: bar = 4.07; break; case 192: bar = 4.05; break; case 193: bar = 4.02; break; case 194: bar = 4; break; case 195: bar = 3.98; break; case 196: bar = 3.96; break; case 197: bar = 3.94; break; case 198: bar = 3.92; break; case 199: bar = 3.9; break; case 200: bar = 3.88; break; case 201: bar = 3.86; break; case 202: bar = 3.84; break; case 203: bar = 3.82; break; case 204: bar = 3.8; break; case 205: bar = 3.78; break; case 206: bar = 3.77; break; case 207: bar = 3.75; break; case 208: bar = 3.73; break; case 209: bar = 3.71; break; case 210: bar = 3.69; break; case 211: bar = 3.67; break; case 212: bar = 3.66; break; case 213: bar = 3.64; break; case 214: bar = 3.62; break; case 215: bar = 3.6; break; case 216: bar = 3.59; break; case 217: bar = 3.57; break; case 218: bar = 3.55; break; case 219: bar = 3.53; break; case 220: bar = 3.52; break; case 221: bar = 3.5; break; case 222: bar = 3.48; break; case 223: bar = 3.47; break; case 224: bar = 3.45; break; case 225: bar = 3.44; break; case 226: bar = 3.42; break; case 227: bar = 3.4; break; case 228: bar = 3.39; break; case 229: bar = 3.37; break; case 230: bar = 3.36; break; case 231: bar = 3.34; break; case 232: bar = 3.33; break; case 233: bar = 3.31; break; case 234: bar = 3.3; break; case 235: bar = 3.28; break; case 236: bar = 3.27; break; case 237: bar = 3.25; break; case 238: bar = 3.24; break; case 239: bar = 3.22; break; case 240: bar = 3.21; break; case 241: bar = 3.19; break; case 242: bar = 3.18; break; case 243: bar = 3.17; break; case 244: bar = 3.15; break; case 245: bar = 3.14; break; case 246: bar = 3.12; break; case 247: bar = 3.11; break; case 248: bar = 3.1; break; case 249: bar = 3.08; break; case 250: bar = 3.07; break; case 251: bar = 3.06; break; case 252: bar = 3.04; break; case 253: bar = 3.03; break; case 254: bar = 3.02; break; case 255: bar = 3.01; break; case 256: bar = 2.99; break; case 257: bar = 2.98; break; case 258: bar = 2.97; break; case 259: bar = 2.96; break; case 260: bar = 2.94; break; case 261: bar = 2.93; break; case 262: bar = 2.92; break; case 263: bar = 2.91; break; case 264: bar = 2.89; break; case 265: bar = 2.88; break; case 266: bar = 2.87; break; case 267: bar = 2.86; break; case 268: bar = 2.85; break; case 269: bar = 2.83; break; case 270: bar = 2.82; break; case 271: bar = 2.81; break; case 272: bar = 2.8; break; case 273: bar = 2.79; break; case 274: bar = 2.78; break; case 275: bar = 2.77; break; case 276: bar = 2.76; break; case 277: bar = 2.74; break; case 278: bar = 2.73; break; case 279: bar = 2.72; break; case 280: bar = 2.71; break; case 281: bar = 2.7; break; case 282: bar = 2.69; break; case 283: bar = 2.68; break; case 284: bar = 2.67; break; case 285: bar = 2.66; break; case 286: bar = 2.65; break; case 287: bar = 2.64; break; case 288: bar = 2.63; break; case 289: bar = 2.62; break; case 290: bar = 2.61; break; case 291: bar = 2.6; break; case 292: bar = 2.59; break; case 293: bar = 2.58; break; case 294: bar = 2.57; break; case 295: bar = 2.56; break; case 296: bar = 2.55; break; case 297: bar = 2.54; break; case 298: bar = 2.53; break; case 299: bar = 2.52; break; case 300: bar = 2.51; break; case 301: bar = 2.5; break; case 302: bar = 2.49; break; case 303: bar = 2.48; break; case 304: bar = 2.47; break; case 305: bar = 2.46; break; case 306: bar = 2.45; break; case 307: bar = 2.44; break; case 308: bar = 2.43; break; case 309: bar = 2.42; break; case 310: bar = 2.41; break; case 311: bar = 2.41; break; case 312: bar = 2.4; break; case 313: bar = 2.39; break; case 314: bar = 2.38; break; case 315: bar = 2.37; break; case 316: bar = 2.36; break; case 317: bar = 2.35; break; case 318: bar = 2.34; break; case 319: bar = 2.34; break; case 320: bar = 2.33; break; case 321: bar = 2.32; break; case 322: bar = 2.31; break; case 323: bar = 2.3; break; case 324: bar = 2.29; break; case 325: bar = 2.28; break; case 326: bar = 2.28; break; case 327: bar = 2.27; break; case 328: bar = 2.26; break; case 329: bar = 2.25; break; case 330: bar = 2.24; break; case 331: bar = 2.24; break; case 332: bar = 2.23; break; case 333: bar = 2.22; break; case 334: bar = 2.21; break; case 335: bar = 2.2; break; case 336: bar = 2.2; break; case 337: bar = 2.19; break; case 338: bar = 2.18; break; case 339: bar = 2.17; break; case 340: bar = 2.17; break; case 341: bar = 2.16; break; case 342: bar = 2.15; break; case 343: bar = 2.14; break; case 344: bar = 2.13; break; case 345: bar = 2.13; break; case 346: bar = 2.12; break; case 347: bar = 2.11; break; case 348: bar = 2.11; break; case 349: bar = 2.1; break; case 350: bar = 2.09; break; case 351: bar = 2.08; break; case 352: bar = 2.08; break; case 353: bar = 2.07; break; case 354: bar = 2.06; break; case 355: bar = 2.05; break; case 356: bar = 2.05; break; case 357: bar = 2.04; break; case 358: bar = 2.03; break; case 359: bar = 2.03; break; case 360: bar = 2.02; break; case 361: bar = 2.01; break; case 362: bar = 2.01; break; case 363: bar = 2; break; case 364: bar = 1.99; break; case 365: bar = 1.99; break; case 366: bar = 1.98; break; case 367: bar = 1.97; break; case 368: bar = 1.97; break; case 369: bar = 1.96; break; case 370: bar = 1.95; break; case 371: bar = 1.95; break; case 372: bar = 1.94; break; case 373: bar = 1.93; break; case 374: bar = 1.93; break; case 375: bar = 1.92; break; case 376: bar = 1.91; break; case 377: bar = 1.91; break; case 378: bar = 1.9; break; case 379: bar = 1.89; break; case 380: bar = 1.89; break; case 381: bar = 1.88; break; case 382: bar = 1.88; break; case 383: bar = 1.87; break; case 384: bar = 1.86; break; case 385: bar = 1.86; break; case 386: bar = 1.85; break; case 387: bar = 1.85; break; case 388: bar = 1.84; break; case 389: bar = 1.83; break; case 390: bar = 1.83; break; case 391: bar = 1.82; break; case 392: bar = 1.82; break; case 393: bar = 1.81; break; case 394: bar = 1.8; break; case 395: bar = 1.8; break; case 396: bar = 1.79; break; case 397: bar = 1.79; break; case 398: bar = 1.78; break; case 399: bar = 1.77; break; case 400: bar = 1.77; break; case 401: bar = 1.76; break; case 402: bar = 1.76; break; case 403: bar = 1.75; break; case 404: bar = 1.75; break; case 405: bar = 1.74; break; case 406: bar = 1.73; break; case 407: bar = 1.73; break; case 408: bar = 1.72; break; case 409: bar = 1.72; break; case 410: bar = 1.71; break; case 411: bar = 1.71; break; case 412: bar = 1.7; break; case 413: bar = 1.7; break; case 414: bar = 1.69; break; case 415: bar = 1.69; break; case 416: bar = 1.68; break; case 417: bar = 1.67; break; case 418: bar = 1.67; break; case 419: bar = 1.66; break; case 420: bar = 1.66; break; case 421: bar = 1.65; break; case 422: bar = 1.65; break; case 423: bar = 1.64; break; case 424: bar = 1.64; break; case 425: bar = 1.63; break; case 426: bar = 1.63; break; case 427: bar = 1.62; break; case 428: bar = 1.62; break; case 429: bar = 1.61; break; case 430: bar = 1.61; break; case 431: bar = 1.6; break; case 432: bar = 1.6; break; case 433: bar = 1.59; break; case 434: bar = 1.59; break; case 435: bar = 1.58; break; case 436: bar = 1.58; break; case 437: bar = 1.57; break; case 438: bar = 1.57; break; case 439: bar = 1.56; break; case 440: bar = 1.56; break; case 441: bar = 1.55; break; case 442: bar = 1.55; break; case 443: bar = 1.54; break; case 444: bar = 1.54; break; case 445: bar = 1.53; break; case 446: bar = 1.53; break; case 447: bar = 1.53; break; case 448: bar = 1.52; break; case 449: bar = 1.52; break; case 450: bar = 1.51; break; case 451: bar = 1.51; break; case 452: bar = 1.5; break; case 453: bar = 1.5; break; case 454: bar = 1.49; break; case 455: bar = 1.49; break; case 456: bar = 1.48; break; case 457: bar = 1.48; break; case 458: bar = 1.47; break; case 459: bar = 1.47; break; case 460: bar = 1.47; break; case 461: bar = 1.46; break; case 462: bar = 1.46; break; case 463: bar = 1.45; break; case 464: bar = 1.45; break; case 465: bar = 1.44; break; case 466: bar = 1.44; break; case 467: bar = 1.44; break; case 468: bar = 1.43; break; case 469: bar = 1.43; break; case 470: bar = 1.42; break; case 471: bar = 1.42; break; case 472: bar = 1.41; break; case 473: bar = 1.41; break; case 474: bar = 1.41; break; case 475: bar = 1.4; break; case 476: bar = 1.4; break; case 477: bar = 1.39; break; case 478: bar = 1.39; break; case 479: bar = 1.38; break; case 480: bar = 1.38; break; case 481: bar = 1.38; break; case 482: bar = 1.37; break; case 483: bar = 1.37; break; case 484: bar = 1.36; break; case 485: bar = 1.36; break; case 486: bar = 1.36; break; case 487: bar = 1.35; break; case 488: bar = 1.35; break; case 489: bar = 1.34; break; case 490: bar = 1.34; break; case 491: bar = 1.34; break; case 492: bar = 1.33; break; case 493: bar = 1.33; break; case 494: bar = 1.32; break; case 495: bar = 1.32; break; case 496: bar = 1.32; break; case 497: bar = 1.31; break; case 498: bar = 1.31; break; case 499: bar = 1.3; break; case 500: bar = 1.3; break; case 501: bar = 1.3; break; case 502: bar = 1.29; break; case 503: bar = 1.29; break; case 504: bar = 1.29; break; case 505: bar = 1.28; break; case 506: bar = 1.28; break; case 507: bar = 1.27; break; case 508: bar = 1.27; break; case 509: bar = 1.27; break; case 510: bar = 1.26; break; case 511: bar = 1.26; break; case 512: bar = 1.26; break; case 513: bar = 1.25; break; case 514: bar = 1.25; break; case 515: bar = 1.24; break; case 516: bar = 1.24; break; case 517: bar = 1.24; break; case 518: bar = 1.23; break; case 519: bar = 1.23; break; case 520: bar = 1.23; break; case 521: bar = 1.22; break; case 522: bar = 1.22; break; case 523: bar = 1.22; break; case 524: bar = 1.21; break; case 525: bar = 1.21; break; case 526: bar = 1.21; break; case 527: bar = 1.2; break; case 528: bar = 1.2; break; case 529: bar = 1.2; break; case 530: bar = 1.19; break; case 531: bar = 1.19; break; case 532: bar = 1.18; break; case 533: bar = 1.18; break; case 534: bar = 1.18; break; case 535: bar = 1.17; break; case 536: bar = 1.17; break; case 537: bar = 1.17; break; case 538: bar = 1.16; break; case 539: bar = 1.16; break; case 540: bar = 1.16; break; case 541: bar = 1.15; break; case 542: bar = 1.15; break; case 543: bar = 1.15; break; case 544: bar = 1.14; break; case 545: bar = 1.14; break; case 546: bar = 1.14; break; case 547: bar = 1.13; break; case 548: bar = 1.13; break; case 549: bar = 1.13; break; case 550: bar = 1.12; break; case 551: bar = 1.12; break; case 552: bar = 1.12; break; case 553: bar = 1.12; break; case 554: bar = 1.11; break; case 555: bar = 1.11; break; case 556: bar = 1.11; break; case 557: bar = 1.1; break; case 558: bar = 1.1; break; case 559: bar = 1.1; break; case 560: bar = 1.09; break; case 561: bar = 1.09; break; case 562: bar = 1.09; break; case 563: bar = 1.08; break; case 564: bar = 1.08; break; case 565: bar = 1.08; break; case 566: bar = 1.07; break; case 567: bar = 1.07; break; case 568: bar = 1.07; break; case 569: bar = 1.07; break; case 570: bar = 1.06; break; case 571: bar = 1.06; break; case 572: bar = 1.06; break; case 573: bar = 1.05; break; case 574: bar = 1.05; break; case 575: bar = 1.05; break; case 576: bar = 1.04; break; case 577: bar = 1.04; break; case 578: bar = 1.04; break; case 579: bar = 1.04; break; case 580: bar = 1.03; break; case 581: bar = 1.03; break; case 582: bar = 1.03; break; case 583: bar = 1.02; break; case 584: bar = 1.02; break; case 585: bar = 1.02; break; case 586: bar = 1.02; break; case 587: bar = 1.01; break; case 588: bar = 1.01; break; case 589: bar = 1.01; break; case 590: bar = 1; break; case 591: bar = 1; break; case 592: bar = 1; break; case 593: bar = 1; break; case 594: bar = 0.99; break; case 595: bar = 0.99; break; case 596: bar = 0.99; break; case 597: bar = 0.98; break; case 598: bar = 0.98; break; case 599: bar = 0.98; break; case 600: bar = 0.98; break; case 601: bar = 0.97; break; case 602: bar = 0.97; break; case 603: bar = 0.97; break; case 604: bar = 0.96; break; case 605: bar = 0.96; break; case 606: bar = 0.96; break; case 607: bar = 0.96; break; case 608: bar = 0.95; break; case 609: bar = 0.95; break; case 610: bar = 0.95; break; case 611: bar = 0.95; break; case 612: bar = 0.94; break; case 613: bar = 0.94; break; case 614: bar = 0.94; break; case 615: bar = 0.94; break; case 616: bar = 0.93; break; case 617: bar = 0.93; break; case 618: bar = 0.93; break; case 619: bar = 0.92; break; case 620: bar = 0.92; break; case 621: bar = 0.92; break; case 622: bar = 0.92; break; case 623: bar = 0.91; break; case 624: bar = 0.91; break; case 625: bar = 0.91; break; case 626: bar = 0.91; break; case 627: bar = 0.9; break; case 628: bar = 0.9; break; case 629: bar = 0.9; break; case 630: bar = 0.9; break; case 631: bar = 0.89; break; case 632: bar = 0.89; break; case 633: bar = 0.89; break; case 634: bar = 0.89; break; case 635: bar = 0.88; break; case 636: bar = 0.88; break; case 637: bar = 0.88; break; case 638: bar = 0.88; break; case 639: bar = 0.87; break; case 640: bar = 0.87; break; case 641: bar = 0.87; break; case 642: bar = 0.87; break; case 643: bar = 0.86; break; case 644: bar = 0.86; break; case 645: bar = 0.86; break; case 646: bar = 0.86; break; case 647: bar = 0.85; break; case 648: bar = 0.85; break; case 649: bar = 0.85; break; case 650: bar = 0.85; break; case 651: bar = 0.84; break; case 652: bar = 0.84; break; case 653: bar = 0.84; break; case 654: bar = 0.84; break; case 655: bar = 0.84; break; case 656: bar = 0.83; break; case 657: bar = 0.83; break; case 658: bar = 0.83; break; case 659: bar = 0.83; break; case 660: bar = 0.82; break; case 661: bar = 0.82; break; case 662: bar = 0.82; break; case 663: bar = 0.82; break; case 664: bar = 0.81; break; case 665: bar = 0.81; break; case 666: bar = 0.81; break; case 667: bar = 0.81; break; case 668: bar = 0.81; break; case 669: bar = 0.8; break; case 670: bar = 0.8; break; case 671: bar = 0.8; break; case 672: bar = 0.8; break; case 673: bar = 0.79; break; case 674: bar = 0.79; break; case 675: bar = 0.79; break; case 676: bar = 0.79; break; case 677: bar = 0.78; break; case 678: bar = 0.78; break; case 679: bar = 0.78; break; case 680: bar = 0.78; break; case 681: bar = 0.78; break; case 682: bar = 0.77; break; case 683: bar = 0.77; break; case 684: bar = 0.77; break; case 685: bar = 0.77; break; case 686: bar = 0.77; break; case 687: bar = 0.76; break; case 688: bar = 0.76; break; case 689: bar = 0.76; break; case 690: bar = 0.76; break; case 691: bar = 0.75; break; case 692: bar = 0.75; break; case 693: bar = 0.75; break; case 694: bar = 0.75; break; case 695: bar = 0.75; break; case 696: bar = 0.74; break; case 697: bar = 0.74; break; case 698: bar = 0.74; break; case 699: bar = 0.74; break; case 700: bar = 0.74; break; case 701: bar = 0.73; break; case 702: bar = 0.73; break; case 703: bar = 0.73; break; case 704: bar = 0.73; break; case 705: bar = 0.72; break; case 706: bar = 0.72; break; case 707: bar = 0.72; break; case 708: bar = 0.72; break; case 709: bar = 0.72; break; case 710: bar = 0.71; break; case 711: bar = 0.71; break; case 712: bar = 0.71; break; case 713: bar = 0.71; break; case 714: bar = 0.71; break; case 715: bar = 0.7; break; case 716: bar = 0.7; break; case 717: bar = 0.7; break; case 718: bar = 0.7; break; case 719: bar = 0.7; break; case 720: bar = 0.69; break; case 721: bar = 0.69; break; case 722: bar = 0.69; break; case 723: bar = 0.69; break; case 724: bar = 0.69; break; case 725: bar = 0.68; break; case 726: bar = 0.68; break; case 727: bar = 0.68; break; case 728: bar = 0.68; break; case 729: bar = 0.68; break; case 730: bar = 0.67; break; case 731: bar = 0.67; break; case 732: bar = 0.67; break; case 733: bar = 0.67; break; case 734: bar = 0.67; break; case 735: bar = 0.67; break; case 736: bar = 0.66; break; case 737: bar = 0.66; break; case 738: bar = 0.66; break; case 739: bar = 0.66; break; case 740: bar = 0.66; break; case 741: bar = 0.65; break; case 742: bar = 0.65; break; case 743: bar = 0.65; break; case 744: bar = 0.65; break; case 745: bar = 0.65; break; case 746: bar = 0.64; break; case 747: bar = 0.64; break; case 748: bar = 0.64; break; case 749: bar = 0.64; break; case 750: bar = 0.64; break; case 751: bar = 0.64; break; case 752: bar = 0.63; break; case 753: bar = 0.63; break; case 754: bar = 0.63; break; case 755: bar = 0.63; break; case 756: bar = 0.63; break; case 757: bar = 0.62; break; case 758: bar = 0.62; break; case 759: bar = 0.62; break; case 760: bar = 0.62; break; case 761: bar = 0.62; break; case 762: bar = 0.61; break; case 763: bar = 0.61; break; case 764: bar = 0.61; break; case 765: bar = 0.61; break; case 766: bar = 0.61; break; case 767: bar = 0.61; break; case 768: bar = 0.6; break; case 769: bar = 0.6; break; case 770: bar = 0.6; break; case 771: bar = 0.6; break; case 772: bar = 0.6; break; case 773: bar = 0.6; break; case 774: bar = 0.59; break; case 775: bar = 0.59; break; case 776: bar = 0.59; break; case 777: bar = 0.59; break; case 778: bar = 0.59; break; case 779: bar = 0.59; break; case 780: bar = 0.58; break; case 781: bar = 0.58; break; case 782: bar = 0.58; break; case 783: bar = 0.58; break; case 784: bar = 0.58; break; case 785: bar = 0.57; break; case 786: bar = 0.57; break; case 787: bar = 0.57; break; case 788: bar = 0.57; break; case 789: bar = 0.57; break; case 790: bar = 0.57; break; case 791: bar = 0.56; break; case 792: bar = 0.56; break; case 793: bar = 0.56; break; case 794: bar = 0.56; break; case 795: bar = 0.56; break; case 796: bar = 0.56; break; case 797: bar = 0.55; break; case 798: bar = 0.55; break; case 799: bar = 0.55; break; case 800: bar = 0.55; break; case 801: bar = 0.55; break; case 802: bar = 0.55; break; case 803: bar = 0.54; break; case 804: bar = 0.54; break; case 805: bar = 0.54; break; case 806: bar = 0.54; break; case 807: bar = 0.54; break; case 808: bar = 0.54; break; case 809: bar = 0.53; break; case 810: bar = 0.53; break; case 811: bar = 0.53; break; case 812: bar = 0.53; break; case 813: bar = 0.53; break; case 814: bar = 0.53; break; case 815: bar = 0.53; break; case 816: bar = 0.52; break; case 817: bar = 0.52; break; case 818: bar = 0.52; break; case 819: bar = 0.52; break; case 820: bar = 0.52; break; case 821: bar = 0.52; break; case 822: bar = 0.51; break; case 823: bar = 0.51; break; case 824: bar = 0.51; break; case 825: bar = 0.51; break; case 826: bar = 0.51; break; case 827: bar = 0.51; break; case 828: bar = 0.5; break; case 829: bar = 0.5; break; case 830: bar = 0.5; break; case 831: bar = 0.5; break; case 832: bar = 0.5; break; case 833: bar = 0.5; break; case 834: bar = 0.5; break; case 835: bar = 0.49; break; case 836: bar = 0.49; break; case 837: bar = 0.49; break; case 838: bar = 0.49; break; case 839: bar = 0.49; break; case 840: bar = 0.49; break; case 841: bar = 0.48; break; case 842: bar = 0.48; break; case 843: bar = 0.48; break; case 844: bar = 0.48; break; case 845: bar = 0.48; break; case 846: bar = 0.48; break; case 847: bar = 0.48; break; case 848: bar = 0.47; break; case 849: bar = 0.47; break; case 850: bar = 0.47; break; case 851: bar = 0.47; break; case 852: bar = 0.47; break; case 853: bar = 0.47; break; case 854: bar = 0.47; break; case 855: bar = 0.46; break; case 856: bar = 0.46; break; case 857: bar = 0.46; break; case 858: bar = 0.46; break; case 859: bar = 0.46; break; case 860: bar = 0.46; break; case 861: bar = 0.46; break; case 862: bar = 0.45; break; case 863: bar = 0.45; break; case 864: bar = 0.45; break; case 865: bar = 0.45; break; case 866: bar = 0.45; break; case 867: bar = 0.45; break; case 868: bar = 0.45; break; case 869: bar = 0.44; break; case 870: bar = 0.44; break; case 871: bar = 0.44; break; case 872: bar = 0.44; break; case 873: bar = 0.44; break; case 874: bar = 0.44; break; case 875: bar = 0.44; break; case 876: bar = 0.43; break; case 877: bar = 0.43; break; case 878: bar = 0.43; break; case 879: bar = 0.43; break; case 880: bar = 0.43; break; case 881: bar = 0.43; break; case 882: bar = 0.43; break; case 883: bar = 0.42; break; case 884: bar = 0.42; break; case 885: bar = 0.42; break; case 886: bar = 0.42; break; case 887: bar = 0.42; break; case 888: bar = 0.42; break; case 889: bar = 0.42; break; case 890: bar = 0.41; break; case 891: bar = 0.41; break; case 892: bar = 0.41; break; case 893: bar = 0.41; break; case 894: bar = 0.41; break; case 895: bar = 0.41; break; case 896: bar = 0.41; break; case 897: bar = 0.41; break; case 898: bar = 0.4; break; case 899: bar = 0.4; break; case 900: bar = 0.4; break; case 901: bar = 0.4; break; case 902: bar = 0.4; break; case 903: bar = 0.4; break; case 904: bar = 0.4; break; case 905: bar = 0.39; break; case 906: bar = 0.39; break; case 907: bar = 0.39; break; case 908: bar = 0.39; break; case 909: bar = 0.39; break; case 910: bar = 0.39; break; case 911: bar = 0.39; break; case 912: bar = 0.39; break; case 913: bar = 0.38; break; case 914: bar = 0.38; break; case 915: bar = 0.38; break; case 916: bar = 0.38; break; case 917: bar = 0.38; break; case 918: bar = 0.38; break; case 919: bar = 0.38; break; case 920: bar = 0.38; break; case 921: bar = 0.37; break; case 922: bar = 0.37; break; case 923: bar = 0.37; break; case 924: bar = 0.37; break; case 925: bar = 0.37; break; case 926: bar = 0.37; break; case 927: bar = 0.37; break; case 928: bar = 0.37; break; case 929: bar = 0.36; break; case 930: bar = 0.36; break; case 931: bar = 0.36; break; case 932: bar = 0.36; break; case 933: bar = 0.36; break; case 934: bar = 0.36; break; case 935: bar = 0.36; break; case 936: bar = 0.36; break; case 937: bar = 0.35; break; case 938: bar = 0.35; break; case 939: bar = 0.35; break; case 940: bar = 0.35; break; case 941: bar = 0.35; break; case 942: bar = 0.35; break; case 943: bar = 0.35; break; case 944: bar = 0.35; break; case 945: bar = 0.34; break; case 946: bar = 0.34; break; case 947: bar = 0.34; break; case 948: bar = 0.34; break; case 949: bar = 0.34; break; case 950: bar = 0.34; break; case 951: bar = 0.34; break; case 952: bar = 0.34; break; case 953: bar = 0.33; break; case 954: bar = 0.33; break; case 955: bar = 0.33; break; case 956: bar = 0.33; break; case 957: bar = 0.33; break; case 958: bar = 0.33; break; case 959: bar = 0.33; break; case 960: bar = 0.33; break; case 961: bar = 0.32; break; case 962: bar = 0.32; break; case 963: bar = 0.32; break; case 964: bar = 0.32; break; case 965: bar = 0.32; break; case 966: bar = 0.32; break; case 967: bar = 0.32; break; case 968: bar = 0.32; break; case 969: bar = 0.32; break; case 970: bar = 0.31; break; case 971: bar = 0.31; break; case 972: bar = 0.31; break; case 973: bar = 0.31; break; case 974: bar = 0.31; break; case 975: bar = 0.31; break; case 976: bar = 0.31; break; case 977: bar = 0.31; break; case 978: bar = 0.3; break; case 979: bar = 0.3; break; case 980: bar = 0.3; break; case 981: bar = 0.3; break; case 982: bar = 0.3; break; case 983: bar = 0.3; break; case 984: bar = 0.3; break; case 985: bar = 0.3; break; case 986: bar = 0.3; break; case 987: bar = 0.29; break; case 988: bar = 0.29; break; case 989: bar = 0.29; break; case 990: bar = 0.29; break; case 991: bar = 0.29; break; case 992: bar = 0.29; break; case 993: bar = 0.29; break; case 994: bar = 0.29; break; case 995: bar = 0.29; break; case 996: bar = 0.28; break; case 997: bar = 0.28; break; case 998: bar = 0.28; break; case 999: bar = 0.28; break; case 1000: bar = 0.28; break; case 1001: bar = 0.28; break; case 1002: bar = 0.28; break; case 1003: bar = 0.28; break; case 1004: bar = 0.28; break; case 1005: bar = 0.27; break; case 1006: bar = 0.27; break; case 1007: bar = 0.27; break; case 1008: bar = 0.27; break; case 1009: bar = 0.27; break; case 1010: bar = 0.27; break; case 1011: bar = 0.27; break; case 1012: bar = 0.27; break; case 1013: bar = 0.27; break; case 1014: bar = 0.26; break; case 1015: bar = 0.26; break; case 1016: bar = 0.26; break; case 1017: bar = 0.26; break; case 1018: bar = 0.26; break; case 1019: bar = 0.26; break; case 1020: bar = 0.26; break; case 1021: bar = 0.26; break; case 1022: bar = 0.26; break; case 1023: bar = 0.26; break; case 1024: bar = 0.25; break;
case 37: bar = 17.76; break; | case 37: bar = 17.76; break; case 38: bar = 17.37; break; case 39: bar = 17; break; case 40: bar = 16.64; break; case 41: bar = 16.3; break; case 42: bar = 15.98; break; case 43: bar = 15.67; break; case 44: bar = 15.37; break; case 45: bar = 15.08; break; case 46: bar = 14.81; break; case 47: bar = 14.54; break; case 48: bar = 14.28; break; case 49: bar = 14.04; break; case 50: bar = 13.8; break; case 51: bar = 13.57; break; case 52: bar = 13.35; break; case 53: bar = 13.13; break; case 54: bar = 12.93; break; case 55: bar = 12.73; break; case 56: bar = 12.53; break; case 57: bar = 12.34; break; case 58: bar = 12.16; break; case 59: bar = 11.98; break; case 60: bar = 11.81; break; case 61: bar = 11.65; break; case 62: bar = 11.48; break; case 63: bar = 11.33; break; case 64: bar = 11.17; break; case 65: bar = 11.02; break; case 66: bar = 10.88; break; case 67: bar = 10.74; break; case 68: bar = 10.6; break; case 69: bar = 10.47; break; case 70: bar = 10.34; break; case 71: bar = 10.21; break; case 72: bar = 10.09; break; case 73: bar = 9.97; break; case 74: bar = 9.85; break; case 75: bar = 9.73; break; case 76: bar = 9.62; break; case 77: bar = 9.51; break; case 78: bar = 9.4; break; case 79: bar = 9.3; break; case 80: bar = 9.19; break; case 81: bar = 9.09; break; case 82: bar = 9; break; case 83: bar = 8.9; break; case 84: bar = 8.81; break; case 85: bar = 8.71; break; case 86: bar = 8.62; break; case 87: bar = 8.53; break; case 88: bar = 8.45; break; case 89: bar = 8.36; break; case 90: bar = 8.28; break; case 91: bar = 8.2; break; case 92: bar = 8.12; break; case 93: bar = 8.04; break; case 94: bar = 7.96; break; case 95: bar = 7.89; break; case 96: bar = 7.81; break; case 97: bar = 7.74; break; case 98: bar = 7.67; break; case 99: bar = 7.6; break; case 100: bar = 7.53; break; case 101: bar = 7.46; break; case 102: bar = 7.4; break; case 103: bar = 7.33; break; case 104: bar = 7.27; break; case 105: bar = 7.2; break; case 106: bar = 7.14; break; case 107: bar = 7.08; break; case 108: bar = 7.02; break; case 109: bar = 6.96; break; case 110: bar = 6.9; break; case 111: bar = 6.85; break; case 112: bar = 6.79; break; case 113: bar = 6.74; break; case 114: bar = 6.68; break; case 115: bar = 6.63; break; case 116: bar = 6.57; break; case 117: bar = 6.52; break; case 118: bar = 6.47; break; case 119: bar = 6.42; break; case 120: bar = 6.37; break; case 121: bar = 6.32; break; case 122: bar = 6.27; break; case 123: bar = 6.23; break; case 124: bar = 6.18; break; case 125: bar = 6.13; break; case 126: bar = 6.09; break; case 127: bar = 6.04; break; case 128: bar = 6; break; case 129: bar = 5.95; break; case 130: bar = 5.91; break; case 131: bar = 5.87; break; case 132: bar = 5.83; break; case 133: bar = 5.79; break; case 134: bar = 5.75; break; case 135: bar = 5.71; break; case 136: bar = 5.67; break; case 137: bar = 5.63; break; case 138: bar = 5.59; break; case 139: bar = 5.55; break; case 140: bar = 5.51; break; case 141: bar = 5.47; break; case 142: bar = 5.44; break; case 143: bar = 5.4; break; case 144: bar = 5.37; break; case 145: bar = 5.33; break; case 146: bar = 5.3; break; case 147: bar = 5.26; break; case 148: bar = 5.23; break; case 149: bar = 5.19; break; case 150: bar = 5.16; break; case 151: bar = 5.13; break; case 152: bar = 5.09; break; case 153: bar = 5.06; break; case 154: bar = 5.03; break; case 155: bar = 5; break; case 156: bar = 4.97; break; case 157: bar = 4.94; break; case 158: bar = 4.91; break; case 159: bar = 4.88; break; case 160: bar = 4.85; break; case 161: bar = 4.82; break; case 162: bar = 4.79; break; case 163: bar = 4.76; break; case 164: bar = 4.73; break; case 165: bar = 4.7; break; case 166: bar = 4.68; break; case 167: bar = 4.65; break; case 168: bar = 4.62; break; case 169: bar = 4.59; break; case 170: bar = 4.57; break; case 171: bar = 4.54; break; case 172: bar = 4.52; break; case 173: bar = 4.49; break; case 174: bar = 4.46; break; case 175: bar = 4.44; break; case 176: bar = 4.41; break; case 177: bar = 4.39; break; case 178: bar = 4.36; break; case 179: bar = 4.34; break; case 180: bar = 4.32; break; case 181: bar = 4.29; break; case 182: bar = 4.27; break; case 183: bar = 4.25; break; case 184: bar = 4.22; break; case 185: bar = 4.2; break; case 186: bar = 4.18; break; case 187: bar = 4.15; break; case 188: bar = 4.13; break; case 189: bar = 4.11; break; case 190: bar = 4.09; break; case 191: bar = 4.07; break; case 192: bar = 4.05; break; case 193: bar = 4.02; break; case 194: bar = 4; break; case 195: bar = 3.98; break; case 196: bar = 3.96; break; case 197: bar = 3.94; break; case 198: bar = 3.92; break; case 199: bar = 3.9; break; case 200: bar = 3.88; break; case 201: bar = 3.86; break; case 202: bar = 3.84; break; case 203: bar = 3.82; break; case 204: bar = 3.8; break; case 205: bar = 3.78; break; case 206: bar = 3.77; break; case 207: bar = 3.75; break; case 208: bar = 3.73; break; case 209: bar = 3.71; break; case 210: bar = 3.69; break; case 211: bar = 3.67; break; case 212: bar = 3.66; break; case 213: bar = 3.64; break; case 214: bar = 3.62; break; case 215: bar = 3.6; break; case 216: bar = 3.59; break; case 217: bar = 3.57; break; case 218: bar = 3.55; break; case 219: bar = 3.53; break; case 220: bar = 3.52; break; case 221: bar = 3.5; break; case 222: bar = 3.48; break; case 223: bar = 3.47; break; case 224: bar = 3.45; break; case 225: bar = 3.44; break; case 226: bar = 3.42; break; case 227: bar = 3.4; break; case 228: bar = 3.39; break; case 229: bar = 3.37; break; case 230: bar = 3.36; break; case 231: bar = 3.34; break; case 232: bar = 3.33; break; case 233: bar = 3.31; break; case 234: bar = 3.3; break; case 235: bar = 3.28; break; case 236: bar = 3.27; break; case 237: bar = 3.25; break; case 238: bar = 3.24; break; case 239: bar = 3.22; break; case 240: bar = 3.21; break; case 241: bar = 3.19; break; case 242: bar = 3.18; break; case 243: bar = 3.17; break; case 244: bar = 3.15; break; case 245: bar = 3.14; break; case 246: bar = 3.12; break; case 247: bar = 3.11; break; case 248: bar = 3.1; break; case 249: bar = 3.08; break; case 250: bar = 3.07; break; case 251: bar = 3.06; break; case 252: bar = 3.04; break; case 253: bar = 3.03; break; case 254: bar = 3.02; break; case 255: bar = 3.01; break; case 256: bar = 2.99; break; case 257: bar = 2.98; break; case 258: bar = 2.97; break; case 259: bar = 2.96; break; case 260: bar = 2.94; break; case 261: bar = 2.93; break; case 262: bar = 2.92; break; case 263: bar = 2.91; break; case 264: bar = 2.89; break; case 265: bar = 2.88; break; case 266: bar = 2.87; break; case 267: bar = 2.86; break; case 268: bar = 2.85; break; case 269: bar = 2.83; break; case 270: bar = 2.82; break; case 271: bar = 2.81; break; case 272: bar = 2.8; break; case 273: bar = 2.79; break; case 274: bar = 2.78; break; case 275: bar = 2.77; break; case 276: bar = 2.76; break; case 277: bar = 2.74; break; case 278: bar = 2.73; break; case 279: bar = 2.72; break; case 280: bar = 2.71; break; case 281: bar = 2.7; break; case 282: bar = 2.69; break; case 283: bar = 2.68; break; case 284: bar = 2.67; break; case 285: bar = 2.66; break; case 286: bar = 2.65; break; case 287: bar = 2.64; break; case 288: bar = 2.63; break; case 289: bar = 2.62; break; case 290: bar = 2.61; break; case 291: bar = 2.6; break; case 292: bar = 2.59; break; case 293: bar = 2.58; break; case 294: bar = 2.57; break; case 295: bar = 2.56; break; case 296: bar = 2.55; break; case 297: bar = 2.54; break; case 298: bar = 2.53; break; case 299: bar = 2.52; break; case 300: bar = 2.51; break; case 301: bar = 2.5; break; case 302: bar = 2.49; break; case 303: bar = 2.48; break; case 304: bar = 2.47; break; case 305: bar = 2.46; break; case 306: bar = 2.45; break; case 307: bar = 2.44; break; case 308: bar = 2.43; break; case 309: bar = 2.42; break; case 310: bar = 2.41; break; case 311: bar = 2.41; break; case 312: bar = 2.4; break; case 313: bar = 2.39; break; case 314: bar = 2.38; break; case 315: bar = 2.37; break; case 316: bar = 2.36; break; case 317: bar = 2.35; break; case 318: bar = 2.34; break; case 319: bar = 2.34; break; case 320: bar = 2.33; break; case 321: bar = 2.32; break; case 322: bar = 2.31; break; case 323: bar = 2.3; break; case 324: bar = 2.29; break; case 325: bar = 2.28; break; case 326: bar = 2.28; break; case 327: bar = 2.27; break; case 328: bar = 2.26; break; case 329: bar = 2.25; break; case 330: bar = 2.24; break; case 331: bar = 2.24; break; case 332: bar = 2.23; break; case 333: bar = 2.22; break; case 334: bar = 2.21; break; case 335: bar = 2.2; break; case 336: bar = 2.2; break; case 337: bar = 2.19; break; case 338: bar = 2.18; break; case 339: bar = 2.17; break; case 340: bar = 2.17; break; case 341: bar = 2.16; break; case 342: bar = 2.15; break; case 343: bar = 2.14; break; case 344: bar = 2.13; break; case 345: bar = 2.13; break; case 346: bar = 2.12; break; case 347: bar = 2.11; break; case 348: bar = 2.11; break; case 349: bar = 2.1; break; case 350: bar = 2.09; break; case 351: bar = 2.08; break; case 352: bar = 2.08; break; case 353: bar = 2.07; break; case 354: bar = 2.06; break; case 355: bar = 2.05; break; case 356: bar = 2.05; break; case 357: bar = 2.04; break; case 358: bar = 2.03; break; case 359: bar = 2.03; break; case 360: bar = 2.02; break; case 361: bar = 2.01; break; case 362: bar = 2.01; break; case 363: bar = 2; break; case 364: bar = 1.99; break; case 365: bar = 1.99; break; case 366: bar = 1.98; break; case 367: bar = 1.97; break; case 368: bar = 1.97; break; case 369: bar = 1.96; break; case 370: bar = 1.95; break; case 371: bar = 1.95; break; case 372: bar = 1.94; break; case 373: bar = 1.93; break; case 374: bar = 1.93; break; case 375: bar = 1.92; break; case 376: bar = 1.91; break; case 377: bar = 1.91; break; case 378: bar = 1.9; break; case 379: bar = 1.89; break; case 380: bar = 1.89; break; case 381: bar = 1.88; break; case 382: bar = 1.88; break; case 383: bar = 1.87; break; case 384: bar = 1.86; break; case 385: bar = 1.86; break; case 386: bar = 1.85; break; case 387: bar = 1.85; break; case 388: bar = 1.84; break; case 389: bar = 1.83; break; case 390: bar = 1.83; break; case 391: bar = 1.82; break; case 392: bar = 1.82; break; case 393: bar = 1.81; break; case 394: bar = 1.8; break; case 395: bar = 1.8; break; case 396: bar = 1.79; break; case 397: bar = 1.79; break; case 398: bar = 1.78; break; case 399: bar = 1.77; break; case 400: bar = 1.77; break; case 401: bar = 1.76; break; case 402: bar = 1.76; break; case 403: bar = 1.75; break; case 404: bar = 1.75; break; case 405: bar = 1.74; break; case 406: bar = 1.73; break; case 407: bar = 1.73; break; case 408: bar = 1.72; break; case 409: bar = 1.72; break; case 410: bar = 1.71; break; case 411: bar = 1.71; break; case 412: bar = 1.7; break; case 413: bar = 1.7; break; case 414: bar = 1.69; break; case 415: bar = 1.69; break; case 416: bar = 1.68; break; case 417: bar = 1.67; break; case 418: bar = 1.67; break; case 419: bar = 1.66; break; case 420: bar = 1.66; break; case 421: bar = 1.65; break; case 422: bar = 1.65; break; case 423: bar = 1.64; break; case 424: bar = 1.64; break; case 425: bar = 1.63; break; case 426: bar = 1.63; break; case 427: bar = 1.62; break; case 428: bar = 1.62; break; case 429: bar = 1.61; break; case 430: bar = 1.61; break; case 431: bar = 1.6; break; case 432: bar = 1.6; break; case 433: bar = 1.59; break; case 434: bar = 1.59; break; case 435: bar = 1.58; break; case 436: bar = 1.58; break; case 437: bar = 1.57; break; case 438: bar = 1.57; break; case 439: bar = 1.56; break; case 440: bar = 1.56; break; case 441: bar = 1.55; break; case 442: bar = 1.55; break; case 443: bar = 1.54; break; case 444: bar = 1.54; break; case 445: bar = 1.53; break; case 446: bar = 1.53; break; case 447: bar = 1.53; break; case 448: bar = 1.52; break; case 449: bar = 1.52; break; case 450: bar = 1.51; break; case 451: bar = 1.51; break; case 452: bar = 1.5; break; case 453: bar = 1.5; break; case 454: bar = 1.49; break; case 455: bar = 1.49; break; case 456: bar = 1.48; break; case 457: bar = 1.48; break; case 458: bar = 1.47; break; case 459: bar = 1.47; break; case 460: bar = 1.47; break; case 461: bar = 1.46; break; case 462: bar = 1.46; break; case 463: bar = 1.45; break; case 464: bar = 1.45; break; case 465: bar = 1.44; break; case 466: bar = 1.44; break; case 467: bar = 1.44; break; case 468: bar = 1.43; break; case 469: bar = 1.43; break; case 470: bar = 1.42; break; case 471: bar = 1.42; break; case 472: bar = 1.41; break; case 473: bar = 1.41; break; case 474: bar = 1.41; break; case 475: bar = 1.4; break; case 476: bar = 1.4; break; case 477: bar = 1.39; break; case 478: bar = 1.39; break; case 479: bar = 1.38; break; case 480: bar = 1.38; break; case 481: bar = 1.38; break; case 482: bar = 1.37; break; case 483: bar = 1.37; break; case 484: bar = 1.36; break; case 485: bar = 1.36; break; case 486: bar = 1.36; break; case 487: bar = 1.35; break; case 488: bar = 1.35; break; case 489: bar = 1.34; break; case 490: bar = 1.34; break; case 491: bar = 1.34; break; case 492: bar = 1.33; break; case 493: bar = 1.33; break; case 494: bar = 1.32; break; case 495: bar = 1.32; break; case 496: bar = 1.32; break; case 497: bar = 1.31; break; case 498: bar = 1.31; break; case 499: bar = 1.3; break; case 500: bar = 1.3; break; case 501: bar = 1.3; break; case 502: bar = 1.29; break; case 503: bar = 1.29; break; case 504: bar = 1.29; break; case 505: bar = 1.28; break; case 506: bar = 1.28; break; case 507: bar = 1.27; break; case 508: bar = 1.27; break; case 509: bar = 1.27; break; case 510: bar = 1.26; break; case 511: bar = 1.26; break; case 512: bar = 1.26; break; case 513: bar = 1.25; break; case 514: bar = 1.25; break; case 515: bar = 1.24; break; case 516: bar = 1.24; break; case 517: bar = 1.24; break; case 518: bar = 1.23; break; case 519: bar = 1.23; break; case 520: bar = 1.23; break; case 521: bar = 1.22; break; case 522: bar = 1.22; break; case 523: bar = 1.22; break; case 524: bar = 1.21; break; case 525: bar = 1.21; break; case 526: bar = 1.21; break; case 527: bar = 1.2; break; case 528: bar = 1.2; break; case 529: bar = 1.2; break; case 530: bar = 1.19; break; case 531: bar = 1.19; break; case 532: bar = 1.18; break; case 533: bar = 1.18; break; case 534: bar = 1.18; break; case 535: bar = 1.17; break; case 536: bar = 1.17; break; case 537: bar = 1.17; break; case 538: bar = 1.16; break; case 539: bar = 1.16; break; case 540: bar = 1.16; break; case 541: bar = 1.15; break; case 542: bar = 1.15; break; case 543: bar = 1.15; break; case 544: bar = 1.14; break; case 545: bar = 1.14; break; case 546: bar = 1.14; break; case 547: bar = 1.13; break; case 548: bar = 1.13; break; case 549: bar = 1.13; break; case 550: bar = 1.12; break; case 551: bar = 1.12; break; case 552: bar = 1.12; break; case 553: bar = 1.12; break; case 554: bar = 1.11; break; case 555: bar = 1.11; break; case 556: bar = 1.11; break; case 557: bar = 1.1; break; case 558: bar = 1.1; break; case 559: bar = 1.1; break; case 560: bar = 1.09; break; case 561: bar = 1.09; break; case 562: bar = 1.09; break; case 563: bar = 1.08; break; case 564: bar = 1.08; break; case 565: bar = 1.08; break; case 566: bar = 1.07; break; case 567: bar = 1.07; break; case 568: bar = 1.07; break; case 569: bar = 1.07; break; case 570: bar = 1.06; break; case 571: bar = 1.06; break; case 572: bar = 1.06; break; case 573: bar = 1.05; break; case 574: bar = 1.05; break; case 575: bar = 1.05; break; case 576: bar = 1.04; break; case 577: bar = 1.04; break; case 578: bar = 1.04; break; case 579: bar = 1.04; break; case 580: bar = 1.03; break; case 581: bar = 1.03; break; case 582: bar = 1.03; break; case 583: bar = 1.02; break; case 584: bar = 1.02; break; case 585: bar = 1.02; break; case 586: bar = 1.02; break; case 587: bar = 1.01; break; case 588: bar = 1.01; break; case 589: bar = 1.01; break; case 590: bar = 1; break; case 591: bar = 1; break; case 592: bar = 1; break; case 593: bar = 1; break; case 594: bar = 0.99; break; case 595: bar = 0.99; break; case 596: bar = 0.99; break; case 597: bar = 0.98; break; case 598: bar = 0.98; break; case 599: bar = 0.98; break; case 600: bar = 0.98; break; case 601: bar = 0.97; break; case 602: bar = 0.97; break; case 603: bar = 0.97; break; case 604: bar = 0.96; break; case 605: bar = 0.96; break; case 606: bar = 0.96; break; case 607: bar = 0.96; break; case 608: bar = 0.95; break; case 609: bar = 0.95; break; case 610: bar = 0.95; break; case 611: bar = 0.95; break; case 612: bar = 0.94; break; case 613: bar = 0.94; break; case 614: bar = 0.94; break; case 615: bar = 0.94; break; case 616: bar = 0.93; break; case 617: bar = 0.93; break; case 618: bar = 0.93; break; case 619: bar = 0.92; break; case 620: bar = 0.92; break; case 621: bar = 0.92; break; case 622: bar = 0.92; break; case 623: bar = 0.91; break; case 624: bar = 0.91; break; case 625: bar = 0.91; break; case 626: bar = 0.91; break; case 627: bar = 0.9; break; case 628: bar = 0.9; break; case 629: bar = 0.9; break; case 630: bar = 0.9; break; case 631: bar = 0.89; break; case 632: bar = 0.89; break; case 633: bar = 0.89; break; case 634: bar = 0.89; break; case 635: bar = 0.88; break; case 636: bar = 0.88; break; case 637: bar = 0.88; break; case 638: bar = 0.88; break; case 639: bar = 0.87; break; case 640: bar = 0.87; break; case 641: bar = 0.87; break; case 642: bar = 0.87; break; case 643: bar = 0.86; break; case 644: bar = 0.86; break; case 645: bar = 0.86; break; case 646: bar = 0.86; break; case 647: bar = 0.85; break; case 648: bar = 0.85; break; case 649: bar = 0.85; break; case 650: bar = 0.85; break; case 651: bar = 0.84; break; case 652: bar = 0.84; break; case 653: bar = 0.84; break; case 654: bar = 0.84; break; case 655: bar = 0.84; break; case 656: bar = 0.83; break; case 657: bar = 0.83; break; case 658: bar = 0.83; break; case 659: bar = 0.83; break; case 660: bar = 0.82; break; case 661: bar = 0.82; break; case 662: bar = 0.82; break; case 663: bar = 0.82; break; case 664: bar = 0.81; break; case 665: bar = 0.81; break; case 666: bar = 0.81; break; case 667: bar = 0.81; break; case 668: bar = 0.81; break; case 669: bar = 0.8; break; case 670: bar = 0.8; break; case 671: bar = 0.8; break; case 672: bar = 0.8; break; case 673: bar = 0.79; break; case 674: bar = 0.79; break; case 675: bar = 0.79; break; case 676: bar = 0.79; break; case 677: bar = 0.78; break; case 678: bar = 0.78; break; case 679: bar = 0.78; break; case 680: bar = 0.78; break; case 681: bar = 0.78; break; case 682: bar = 0.77; break; case 683: bar = 0.77; break; case 684: bar = 0.77; break; case 685: bar = 0.77; break; case 686: bar = 0.77; break; case 687: bar = 0.76; break; case 688: bar = 0.76; break; case 689: bar = 0.76; break; case 690: bar = 0.76; break; case 691: bar = 0.75; break; case 692: bar = 0.75; break; case 693: bar = 0.75; break; case 694: bar = 0.75; break; case 695: bar = 0.75; break; case 696: bar = 0.74; break; case 697: bar = 0.74; break; case 698: bar = 0.74; break; case 699: bar = 0.74; break; case 700: bar = 0.74; break; case 701: bar = 0.73; break; case 702: bar = 0.73; break; case 703: bar = 0.73; break; case 704: bar = 0.73; break; case 705: bar = 0.72; break; case 706: bar = 0.72; break; case 707: bar = 0.72; break; case 708: bar = 0.72; break; case 709: bar = 0.72; break; case 710: bar = 0.71; break; case 711: bar = 0.71; break; case 712: bar = 0.71; break; case 713: bar = 0.71; break; case 714: bar = 0.71; break; case 715: bar = 0.7; break; case 716: bar = 0.7; break; case 717: bar = 0.7; break; case 718: bar = 0.7; break; case 719: bar = 0.7; break; case 720: bar = 0.69; break; case 721: bar = 0.69; break; case 722: bar = 0.69; break; case 723: bar = 0.69; break; case 724: bar = 0.69; break; case 725: bar = 0.68; break; case 726: bar = 0.68; break; case 727: bar = 0.68; break; case 728: bar = 0.68; break; case 729: bar = 0.68; break; case 730: bar = 0.67; break; case 731: bar = 0.67; break; case 732: bar = 0.67; break; case 733: bar = 0.67; break; case 734: bar = 0.67; break; case 735: bar = 0.67; break; case 736: bar = 0.66; break; case 737: bar = 0.66; break; case 738: bar = 0.66; break; case 739: bar = 0.66; break; case 740: bar = 0.66; break; case 741: bar = 0.65; break; case 742: bar = 0.65; break; case 743: bar = 0.65; break; case 744: bar = 0.65; break; case 745: bar = 0.65; break; case 746: bar = 0.64; break; case 747: bar = 0.64; break; case 748: bar = 0.64; break; case 749: bar = 0.64; break; case 750: bar = 0.64; break; case 751: bar = 0.64; break; case 752: bar = 0.63; break; case 753: bar = 0.63; break; case 754: bar = 0.63; break; case 755: bar = 0.63; break; case 756: bar = 0.63; break; case 757: bar = 0.62; break; case 758: bar = 0.62; break; case 759: bar = 0.62; break; case 760: bar = 0.62; break; case 761: bar = 0.62; break; case 762: bar = 0.61; break; case 763: bar = 0.61; break; case 764: bar = 0.61; break; case 765: bar = 0.61; break; case 766: bar = 0.61; break; case 767: bar = 0.61; break; case 768: bar = 0.6; break; case 769: bar = 0.6; break; case 770: bar = 0.6; break; case 771: bar = 0.6; break; case 772: bar = 0.6; break; case 773: bar = 0.6; break; case 774: bar = 0.59; break; case 775: bar = 0.59; break; case 776: bar = 0.59; break; case 777: bar = 0.59; break; case 778: bar = 0.59; break; case 779: bar = 0.59; break; case 780: bar = 0.58; break; case 781: bar = 0.58; break; case 782: bar = 0.58; break; case 783: bar = 0.58; break; case 784: bar = 0.58; break; case 785: bar = 0.57; break; case 786: bar = 0.57; break; case 787: bar = 0.57; break; case 788: bar = 0.57; break; case 789: bar = 0.57; break; case 790: bar = 0.57; break; case 791: bar = 0.56; break; case 792: bar = 0.56; break; case 793: bar = 0.56; break; case 794: bar = 0.56; break; case 795: bar = 0.56; break; case 796: bar = 0.56; break; case 797: bar = 0.55; break; case 798: bar = 0.55; break; case 799: bar = 0.55; break; case 800: bar = 0.55; break; case 801: bar = 0.55; break; case 802: bar = 0.55; break; case 803: bar = 0.54; break; case 804: bar = 0.54; break; case 805: bar = 0.54; break; case 806: bar = 0.54; break; case 807: bar = 0.54; break; case 808: bar = 0.54; break; case 809: bar = 0.53; break; case 810: bar = 0.53; break; case 811: bar = 0.53; break; case 812: bar = 0.53; break; case 813: bar = 0.53; break; case 814: bar = 0.53; break; case 815: bar = 0.53; break; case 816: bar = 0.52; break; case 817: bar = 0.52; break; case 818: bar = 0.52; break; case 819: bar = 0.52; break; case 820: bar = 0.52; break; case 821: bar = 0.52; break; case 822: bar = 0.51; break; case 823: bar = 0.51; break; case 824: bar = 0.51; break; case 825: bar = 0.51; break; case 826: bar = 0.51; break; case 827: bar = 0.51; break; case 828: bar = 0.5; break; case 829: bar = 0.5; break; case 830: bar = 0.5; break; case 831: bar = 0.5; break; case 832: bar = 0.5; break; case 833: bar = 0.5; break; case 834: bar = 0.5; break; case 835: bar = 0.49; break; case 836: bar = 0.49; break; case 837: bar = 0.49; break; case 838: bar = 0.49; break; case 839: bar = 0.49; break; case 840: bar = 0.49; break; case 841: bar = 0.48; break; case 842: bar = 0.48; break; case 843: bar = 0.48; break; case 844: bar = 0.48; break; case 845: bar = 0.48; break; case 846: bar = 0.48; break; case 847: bar = 0.48; break; case 848: bar = 0.47; break; case 849: bar = 0.47; break; case 850: bar = 0.47; break; case 851: bar = 0.47; break; case 852: bar = 0.47; break; case 853: bar = 0.47; break; case 854: bar = 0.47; break; case 855: bar = 0.46; break; case 856: bar = 0.46; break; case 857: bar = 0.46; break; case 858: bar = 0.46; break; case 859: bar = 0.46; break; case 860: bar = 0.46; break; case 861: bar = 0.46; break; case 862: bar = 0.45; break; case 863: bar = 0.45; break; case 864: bar = 0.45; break; case 865: bar = 0.45; break; case 866: bar = 0.45; break; case 867: bar = 0.45; break; case 868: bar = 0.45; break; case 869: bar = 0.44; break; case 870: bar = 0.44; break; case 871: bar = 0.44; break; case 872: bar = 0.44; break; case 873: bar = 0.44; break; case 874: bar = 0.44; break; case 875: bar = 0.44; break; case 876: bar = 0.43; break; case 877: bar = 0.43; break; case 878: bar = 0.43; break; case 879: bar = 0.43; break; case 880: bar = 0.43; break; case 881: bar = 0.43; break; case 882: bar = 0.43; break; case 883: bar = 0.42; break; case 884: bar = 0.42; break; case 885: bar = 0.42; break; case 886: bar = 0.42; break; case 887: bar = 0.42; break; case 888: bar = 0.42; break; case 889: bar = 0.42; break; case 890: bar = 0.41; break; case 891: bar = 0.41; break; case 892: bar = 0.41; break; case 893: bar = 0.41; break; case 894: bar = 0.41; break; case 895: bar = 0.41; break; case 896: bar = 0.41; break; case 897: bar = 0.41; break; case 898: bar = 0.4; break; case 899: bar = 0.4; break; case 900: bar = 0.4; break; case 901: bar = 0.4; break; case 902: bar = 0.4; break; case 903: bar = 0.4; break; case 904: bar = 0.4; break; case 905: bar = 0.39; break; case 906: bar = 0.39; break; case 907: bar = 0.39; break; case 908: bar = 0.39; break; case 909: bar = 0.39; break; case 910: bar = 0.39; break; case 911: bar = 0.39; break; case 912: bar = 0.39; break; case 913: bar = 0.38; break; case 914: bar = 0.38; break; case 915: bar = 0.38; break; case 916: bar = 0.38; break; case 917: bar = 0.38; break; case 918: bar = 0.38; break; case 919: bar = 0.38; break; case 920: bar = 0.38; break; case 921: bar = 0.37; break; case 922: bar = 0.37; break; case 923: bar = 0.37; break; case 924: bar = 0.37; break; case 925: bar = 0.37; break; case 926: bar = 0.37; break; case 927: bar = 0.37; break; case 928: bar = 0.37; break; case 929: bar = 0.36; break; case 930: bar = 0.36; break; case 931: bar = 0.36; break; case 932: bar = 0.36; break; case 933: bar = 0.36; break; case 934: bar = 0.36; break; case 935: bar = 0.36; break; case 936: bar = 0.36; break; case 937: bar = 0.35; break; case 938: bar = 0.35; break; case 939: bar = 0.35; break; case 940: bar = 0.35; break; case 941: bar = 0.35; break; case 942: bar = 0.35; break; case 943: bar = 0.35; break; case 944: bar = 0.35; break; case 945: bar = 0.34; break; case 946: bar = 0.34; break; case 947: bar = 0.34; break; case 948: bar = 0.34; break; case 949: bar = 0.34; break; case 950: bar = 0.34; break; case 951: bar = 0.34; break; case 952: bar = 0.34; break; case 953: bar = 0.33; break; case 954: bar = 0.33; break; case 955: bar = 0.33; break; case 956: bar = 0.33; break; case 957: bar = 0.33; break; case 958: bar = 0.33; break; case 959: bar = 0.33; break; case 960: bar = 0.33; break; case 961: bar = 0.32; break; case 962: bar = 0.32; break; case 963: bar = 0.32; break; case 964: bar = 0.32; break; case 965: bar = 0.32; break; case 966: bar = 0.32; break; case 967: bar = 0.32; break; case 968: bar = 0.32; break; case 969: bar = 0.32; break; case 970: bar = 0.31; break; case 971: bar = 0.31; break; case 972: bar = 0.31; break; case 973: bar = 0.31; break; case 974: bar = 0.31; break; case 975: bar = 0.31; break; case 976: bar = 0.31; break; case 977: bar = 0.31; break; case 978: bar = 0.3; break; case 979: bar = 0.3; break; case 980: bar = 0.3; break; case 981: bar = 0.3; break; case 982: bar = 0.3; break; case 983: bar = 0.3; break; case 984: bar = 0.3; break; case 985: bar = 0.3; break; case 986: bar = 0.3; break; case 987: bar = 0.29; break; case 988: bar = 0.29; break; case 989: bar = 0.29; break; case 990: bar = 0.29; break; case 991: bar = 0.29; break; case 992: bar = 0.29; break; case 993: bar = 0.29; break; case 994: bar = 0.29; break; case 995: bar = 0.29; break; case 996: bar = 0.28; break; case 997: bar = 0.28; break; case 998: bar = 0.28; break; case 999: bar = 0.28; break; case 1000: bar = 0.28; break; case 1001: bar = 0.28; break; case 1002: bar = 0.28; break; case 1003: bar = 0.28; break; case 1004: bar = 0.28; break; case 1005: bar = 0.27; break; case 1006: bar = 0.27; break; case 1007: bar = 0.27; break; case 1008: bar = 0.27; break; case 1009: bar = 0.27; break; case 1010: bar = 0.27; break; case 1011: bar = 0.27; break; case 1012: bar = 0.27; break; case 1013: bar = 0.27; break; case 1014: bar = 0.26; break; case 1015: bar = 0.26; break; case 1016: bar = 0.26; break; case 1017: bar = 0.26; break; case 1018: bar = 0.26; break; case 1019: bar = 0.26; break; case 1020: bar = 0.26; break; case 1021: bar = 0.26; break; case 1022: bar = 0.26; break; case 1023: bar = 0.26; break; case 1024: bar = 0.25; break;
case 38: bar = 17.37; break; | case 38: bar = 17.37; break; case 39: bar = 17; break; case 40: bar = 16.64; break; case 41: bar = 16.3; break; case 42: bar = 15.98; break; case 43: bar = 15.67; break; case 44: bar = 15.37; break; case 45: bar = 15.08; break; case 46: bar = 14.81; break; case 47: bar = 14.54; break; case 48: bar = 14.28; break; case 49: bar = 14.04; break; case 50: bar = 13.8; break; case 51: bar = 13.57; break; case 52: bar = 13.35; break; case 53: bar = 13.13; break; case 54: bar = 12.93; break; case 55: bar = 12.73; break; case 56: bar = 12.53; break; case 57: bar = 12.34; break; case 58: bar = 12.16; break; case 59: bar = 11.98; break; case 60: bar = 11.81; break; case 61: bar = 11.65; break; case 62: bar = 11.48; break; case 63: bar = 11.33; break; case 64: bar = 11.17; break; case 65: bar = 11.02; break; case 66: bar = 10.88; break; case 67: bar = 10.74; break; case 68: bar = 10.6; break; case 69: bar = 10.47; break; case 70: bar = 10.34; break; case 71: bar = 10.21; break; case 72: bar = 10.09; break; case 73: bar = 9.97; break; case 74: bar = 9.85; break; case 75: bar = 9.73; break; case 76: bar = 9.62; break; case 77: bar = 9.51; break; case 78: bar = 9.4; break; case 79: bar = 9.3; break; case 80: bar = 9.19; break; case 81: bar = 9.09; break; case 82: bar = 9; break; case 83: bar = 8.9; break; case 84: bar = 8.81; break; case 85: bar = 8.71; break; case 86: bar = 8.62; break; case 87: bar = 8.53; break; case 88: bar = 8.45; break; case 89: bar = 8.36; break; case 90: bar = 8.28; break; case 91: bar = 8.2; break; case 92: bar = 8.12; break; case 93: bar = 8.04; break; case 94: bar = 7.96; break; case 95: bar = 7.89; break; case 96: bar = 7.81; break; case 97: bar = 7.74; break; case 98: bar = 7.67; break; case 99: bar = 7.6; break; case 100: bar = 7.53; break; case 101: bar = 7.46; break; case 102: bar = 7.4; break; case 103: bar = 7.33; break; case 104: bar = 7.27; break; case 105: bar = 7.2; break; case 106: bar = 7.14; break; case 107: bar = 7.08; break; case 108: bar = 7.02; break; case 109: bar = 6.96; break; case 110: bar = 6.9; break; case 111: bar = 6.85; break; case 112: bar = 6.79; break; case 113: bar = 6.74; break; case 114: bar = 6.68; break; case 115: bar = 6.63; break; case 116: bar = 6.57; break; case 117: bar = 6.52; break; case 118: bar = 6.47; break; case 119: bar = 6.42; break; case 120: bar = 6.37; break; case 121: bar = 6.32; break; case 122: bar = 6.27; break; case 123: bar = 6.23; break; case 124: bar = 6.18; break; case 125: bar = 6.13; break; case 126: bar = 6.09; break; case 127: bar = 6.04; break; case 128: bar = 6; break; case 129: bar = 5.95; break; case 130: bar = 5.91; break; case 131: bar = 5.87; break; case 132: bar = 5.83; break; case 133: bar = 5.79; break; case 134: bar = 5.75; break; case 135: bar = 5.71; break; case 136: bar = 5.67; break; case 137: bar = 5.63; break; case 138: bar = 5.59; break; case 139: bar = 5.55; break; case 140: bar = 5.51; break; case 141: bar = 5.47; break; case 142: bar = 5.44; break; case 143: bar = 5.4; break; case 144: bar = 5.37; break; case 145: bar = 5.33; break; case 146: bar = 5.3; break; case 147: bar = 5.26; break; case 148: bar = 5.23; break; case 149: bar = 5.19; break; case 150: bar = 5.16; break; case 151: bar = 5.13; break; case 152: bar = 5.09; break; case 153: bar = 5.06; break; case 154: bar = 5.03; break; case 155: bar = 5; break; case 156: bar = 4.97; break; case 157: bar = 4.94; break; case 158: bar = 4.91; break; case 159: bar = 4.88; break; case 160: bar = 4.85; break; case 161: bar = 4.82; break; case 162: bar = 4.79; break; case 163: bar = 4.76; break; case 164: bar = 4.73; break; case 165: bar = 4.7; break; case 166: bar = 4.68; break; case 167: bar = 4.65; break; case 168: bar = 4.62; break; case 169: bar = 4.59; break; case 170: bar = 4.57; break; case 171: bar = 4.54; break; case 172: bar = 4.52; break; case 173: bar = 4.49; break; case 174: bar = 4.46; break; case 175: bar = 4.44; break; case 176: bar = 4.41; break; case 177: bar = 4.39; break; case 178: bar = 4.36; break; case 179: bar = 4.34; break; case 180: bar = 4.32; break; case 181: bar = 4.29; break; case 182: bar = 4.27; break; case 183: bar = 4.25; break; case 184: bar = 4.22; break; case 185: bar = 4.2; break; case 186: bar = 4.18; break; case 187: bar = 4.15; break; case 188: bar = 4.13; break; case 189: bar = 4.11; break; case 190: bar = 4.09; break; case 191: bar = 4.07; break; case 192: bar = 4.05; break; case 193: bar = 4.02; break; case 194: bar = 4; break; case 195: bar = 3.98; break; case 196: bar = 3.96; break; case 197: bar = 3.94; break; case 198: bar = 3.92; break; case 199: bar = 3.9; break; case 200: bar = 3.88; break; case 201: bar = 3.86; break; case 202: bar = 3.84; break; case 203: bar = 3.82; break; case 204: bar = 3.8; break; case 205: bar = 3.78; break; case 206: bar = 3.77; break; case 207: bar = 3.75; break; case 208: bar = 3.73; break; case 209: bar = 3.71; break; case 210: bar = 3.69; break; case 211: bar = 3.67; break; case 212: bar = 3.66; break; case 213: bar = 3.64; break; case 214: bar = 3.62; break; case 215: bar = 3.6; break; case 216: bar = 3.59; break; case 217: bar = 3.57; break; case 218: bar = 3.55; break; case 219: bar = 3.53; break; case 220: bar = 3.52; break; case 221: bar = 3.5; break; case 222: bar = 3.48; break; case 223: bar = 3.47; break; case 224: bar = 3.45; break; case 225: bar = 3.44; break; case 226: bar = 3.42; break; case 227: bar = 3.4; break; case 228: bar = 3.39; break; case 229: bar = 3.37; break; case 230: bar = 3.36; break; case 231: bar = 3.34; break; case 232: bar = 3.33; break; case 233: bar = 3.31; break; case 234: bar = 3.3; break; case 235: bar = 3.28; break; case 236: bar = 3.27; break; case 237: bar = 3.25; break; case 238: bar = 3.24; break; case 239: bar = 3.22; break; case 240: bar = 3.21; break; case 241: bar = 3.19; break; case 242: bar = 3.18; break; case 243: bar = 3.17; break; case 244: bar = 3.15; break; case 245: bar = 3.14; break; case 246: bar = 3.12; break; case 247: bar = 3.11; break; case 248: bar = 3.1; break; case 249: bar = 3.08; break; case 250: bar = 3.07; break; case 251: bar = 3.06; break; case 252: bar = 3.04; break; case 253: bar = 3.03; break; case 254: bar = 3.02; break; case 255: bar = 3.01; break; case 256: bar = 2.99; break; case 257: bar = 2.98; break; case 258: bar = 2.97; break; case 259: bar = 2.96; break; case 260: bar = 2.94; break; case 261: bar = 2.93; break; case 262: bar = 2.92; break; case 263: bar = 2.91; break; case 264: bar = 2.89; break; case 265: bar = 2.88; break; case 266: bar = 2.87; break; case 267: bar = 2.86; break; case 268: bar = 2.85; break; case 269: bar = 2.83; break; case 270: bar = 2.82; break; case 271: bar = 2.81; break; case 272: bar = 2.8; break; case 273: bar = 2.79; break; case 274: bar = 2.78; break; case 275: bar = 2.77; break; case 276: bar = 2.76; break; case 277: bar = 2.74; break; case 278: bar = 2.73; break; case 279: bar = 2.72; break; case 280: bar = 2.71; break; case 281: bar = 2.7; break; case 282: bar = 2.69; break; case 283: bar = 2.68; break; case 284: bar = 2.67; break; case 285: bar = 2.66; break; case 286: bar = 2.65; break; case 287: bar = 2.64; break; case 288: bar = 2.63; break; case 289: bar = 2.62; break; case 290: bar = 2.61; break; case 291: bar = 2.6; break; case 292: bar = 2.59; break; case 293: bar = 2.58; break; case 294: bar = 2.57; break; case 295: bar = 2.56; break; case 296: bar = 2.55; break; case 297: bar = 2.54; break; case 298: bar = 2.53; break; case 299: bar = 2.52; break; case 300: bar = 2.51; break; case 301: bar = 2.5; break; case 302: bar = 2.49; break; case 303: bar = 2.48; break; case 304: bar = 2.47; break; case 305: bar = 2.46; break; case 306: bar = 2.45; break; case 307: bar = 2.44; break; case 308: bar = 2.43; break; case 309: bar = 2.42; break; case 310: bar = 2.41; break; case 311: bar = 2.41; break; case 312: bar = 2.4; break; case 313: bar = 2.39; break; case 314: bar = 2.38; break; case 315: bar = 2.37; break; case 316: bar = 2.36; break; case 317: bar = 2.35; break; case 318: bar = 2.34; break; case 319: bar = 2.34; break; case 320: bar = 2.33; break; case 321: bar = 2.32; break; case 322: bar = 2.31; break; case 323: bar = 2.3; break; case 324: bar = 2.29; break; case 325: bar = 2.28; break; case 326: bar = 2.28; break; case 327: bar = 2.27; break; case 328: bar = 2.26; break; case 329: bar = 2.25; break; case 330: bar = 2.24; break; case 331: bar = 2.24; break; case 332: bar = 2.23; break; case 333: bar = 2.22; break; case 334: bar = 2.21; break; case 335: bar = 2.2; break; case 336: bar = 2.2; break; case 337: bar = 2.19; break; case 338: bar = 2.18; break; case 339: bar = 2.17; break; case 340: bar = 2.17; break; case 341: bar = 2.16; break; case 342: bar = 2.15; break; case 343: bar = 2.14; break; case 344: bar = 2.13; break; case 345: bar = 2.13; break; case 346: bar = 2.12; break; case 347: bar = 2.11; break; case 348: bar = 2.11; break; case 349: bar = 2.1; break; case 350: bar = 2.09; break; case 351: bar = 2.08; break; case 352: bar = 2.08; break; case 353: bar = 2.07; break; case 354: bar = 2.06; break; case 355: bar = 2.05; break; case 356: bar = 2.05; break; case 357: bar = 2.04; break; case 358: bar = 2.03; break; case 359: bar = 2.03; break; case 360: bar = 2.02; break; case 361: bar = 2.01; break; case 362: bar = 2.01; break; case 363: bar = 2; break; case 364: bar = 1.99; break; case 365: bar = 1.99; break; case 366: bar = 1.98; break; case 367: bar = 1.97; break; case 368: bar = 1.97; break; case 369: bar = 1.96; break; case 370: bar = 1.95; break; case 371: bar = 1.95; break; case 372: bar = 1.94; break; case 373: bar = 1.93; break; case 374: bar = 1.93; break; case 375: bar = 1.92; break; case 376: bar = 1.91; break; case 377: bar = 1.91; break; case 378: bar = 1.9; break; case 379: bar = 1.89; break; case 380: bar = 1.89; break; case 381: bar = 1.88; break; case 382: bar = 1.88; break; case 383: bar = 1.87; break; case 384: bar = 1.86; break; case 385: bar = 1.86; break; case 386: bar = 1.85; break; case 387: bar = 1.85; break; case 388: bar = 1.84; break; case 389: bar = 1.83; break; case 390: bar = 1.83; break; case 391: bar = 1.82; break; case 392: bar = 1.82; break; case 393: bar = 1.81; break; case 394: bar = 1.8; break; case 395: bar = 1.8; break; case 396: bar = 1.79; break; case 397: bar = 1.79; break; case 398: bar = 1.78; break; case 399: bar = 1.77; break; case 400: bar = 1.77; break; case 401: bar = 1.76; break; case 402: bar = 1.76; break; case 403: bar = 1.75; break; case 404: bar = 1.75; break; case 405: bar = 1.74; break; case 406: bar = 1.73; break; case 407: bar = 1.73; break; case 408: bar = 1.72; break; case 409: bar = 1.72; break; case 410: bar = 1.71; break; case 411: bar = 1.71; break; case 412: bar = 1.7; break; case 413: bar = 1.7; break; case 414: bar = 1.69; break; case 415: bar = 1.69; break; case 416: bar = 1.68; break; case 417: bar = 1.67; break; case 418: bar = 1.67; break; case 419: bar = 1.66; break; case 420: bar = 1.66; break; case 421: bar = 1.65; break; case 422: bar = 1.65; break; case 423: bar = 1.64; break; case 424: bar = 1.64; break; case 425: bar = 1.63; break; case 426: bar = 1.63; break; case 427: bar = 1.62; break; case 428: bar = 1.62; break; case 429: bar = 1.61; break; case 430: bar = 1.61; break; case 431: bar = 1.6; break; case 432: bar = 1.6; break; case 433: bar = 1.59; break; case 434: bar = 1.59; break; case 435: bar = 1.58; break; case 436: bar = 1.58; break; case 437: bar = 1.57; break; case 438: bar = 1.57; break; case 439: bar = 1.56; break; case 440: bar = 1.56; break; case 441: bar = 1.55; break; case 442: bar = 1.55; break; case 443: bar = 1.54; break; case 444: bar = 1.54; break; case 445: bar = 1.53; break; case 446: bar = 1.53; break; case 447: bar = 1.53; break; case 448: bar = 1.52; break; case 449: bar = 1.52; break; case 450: bar = 1.51; break; case 451: bar = 1.51; break; case 452: bar = 1.5; break; case 453: bar = 1.5; break; case 454: bar = 1.49; break; case 455: bar = 1.49; break; case 456: bar = 1.48; break; case 457: bar = 1.48; break; case 458: bar = 1.47; break; case 459: bar = 1.47; break; case 460: bar = 1.47; break; case 461: bar = 1.46; break; case 462: bar = 1.46; break; case 463: bar = 1.45; break; case 464: bar = 1.45; break; case 465: bar = 1.44; break; case 466: bar = 1.44; break; case 467: bar = 1.44; break; case 468: bar = 1.43; break; case 469: bar = 1.43; break; case 470: bar = 1.42; break; case 471: bar = 1.42; break; case 472: bar = 1.41; break; case 473: bar = 1.41; break; case 474: bar = 1.41; break; case 475: bar = 1.4; break; case 476: bar = 1.4; break; case 477: bar = 1.39; break; case 478: bar = 1.39; break; case 479: bar = 1.38; break; case 480: bar = 1.38; break; case 481: bar = 1.38; break; case 482: bar = 1.37; break; case 483: bar = 1.37; break; case 484: bar = 1.36; break; case 485: bar = 1.36; break; case 486: bar = 1.36; break; case 487: bar = 1.35; break; case 488: bar = 1.35; break; case 489: bar = 1.34; break; case 490: bar = 1.34; break; case 491: bar = 1.34; break; case 492: bar = 1.33; break; case 493: bar = 1.33; break; case 494: bar = 1.32; break; case 495: bar = 1.32; break; case 496: bar = 1.32; break; case 497: bar = 1.31; break; case 498: bar = 1.31; break; case 499: bar = 1.3; break; case 500: bar = 1.3; break; case 501: bar = 1.3; break; case 502: bar = 1.29; break; case 503: bar = 1.29; break; case 504: bar = 1.29; break; case 505: bar = 1.28; break; case 506: bar = 1.28; break; case 507: bar = 1.27; break; case 508: bar = 1.27; break; case 509: bar = 1.27; break; case 510: bar = 1.26; break; case 511: bar = 1.26; break; case 512: bar = 1.26; break; case 513: bar = 1.25; break; case 514: bar = 1.25; break; case 515: bar = 1.24; break; case 516: bar = 1.24; break; case 517: bar = 1.24; break; case 518: bar = 1.23; break; case 519: bar = 1.23; break; case 520: bar = 1.23; break; case 521: bar = 1.22; break; case 522: bar = 1.22; break; case 523: bar = 1.22; break; case 524: bar = 1.21; break; case 525: bar = 1.21; break; case 526: bar = 1.21; break; case 527: bar = 1.2; break; case 528: bar = 1.2; break; case 529: bar = 1.2; break; case 530: bar = 1.19; break; case 531: bar = 1.19; break; case 532: bar = 1.18; break; case 533: bar = 1.18; break; case 534: bar = 1.18; break; case 535: bar = 1.17; break; case 536: bar = 1.17; break; case 537: bar = 1.17; break; case 538: bar = 1.16; break; case 539: bar = 1.16; break; case 540: bar = 1.16; break; case 541: bar = 1.15; break; case 542: bar = 1.15; break; case 543: bar = 1.15; break; case 544: bar = 1.14; break; case 545: bar = 1.14; break; case 546: bar = 1.14; break; case 547: bar = 1.13; break; case 548: bar = 1.13; break; case 549: bar = 1.13; break; case 550: bar = 1.12; break; case 551: bar = 1.12; break; case 552: bar = 1.12; break; case 553: bar = 1.12; break; case 554: bar = 1.11; break; case 555: bar = 1.11; break; case 556: bar = 1.11; break; case 557: bar = 1.1; break; case 558: bar = 1.1; break; case 559: bar = 1.1; break; case 560: bar = 1.09; break; case 561: bar = 1.09; break; case 562: bar = 1.09; break; case 563: bar = 1.08; break; case 564: bar = 1.08; break; case 565: bar = 1.08; break; case 566: bar = 1.07; break; case 567: bar = 1.07; break; case 568: bar = 1.07; break; case 569: bar = 1.07; break; case 570: bar = 1.06; break; case 571: bar = 1.06; break; case 572: bar = 1.06; break; case 573: bar = 1.05; break; case 574: bar = 1.05; break; case 575: bar = 1.05; break; case 576: bar = 1.04; break; case 577: bar = 1.04; break; case 578: bar = 1.04; break; case 579: bar = 1.04; break; case 580: bar = 1.03; break; case 581: bar = 1.03; break; case 582: bar = 1.03; break; case 583: bar = 1.02; break; case 584: bar = 1.02; break; case 585: bar = 1.02; break; case 586: bar = 1.02; break; case 587: bar = 1.01; break; case 588: bar = 1.01; break; case 589: bar = 1.01; break; case 590: bar = 1; break; case 591: bar = 1; break; case 592: bar = 1; break; case 593: bar = 1; break; case 594: bar = 0.99; break; case 595: bar = 0.99; break; case 596: bar = 0.99; break; case 597: bar = 0.98; break; case 598: bar = 0.98; break; case 599: bar = 0.98; break; case 600: bar = 0.98; break; case 601: bar = 0.97; break; case 602: bar = 0.97; break; case 603: bar = 0.97; break; case 604: bar = 0.96; break; case 605: bar = 0.96; break; case 606: bar = 0.96; break; case 607: bar = 0.96; break; case 608: bar = 0.95; break; case 609: bar = 0.95; break; case 610: bar = 0.95; break; case 611: bar = 0.95; break; case 612: bar = 0.94; break; case 613: bar = 0.94; break; case 614: bar = 0.94; break; case 615: bar = 0.94; break; case 616: bar = 0.93; break; case 617: bar = 0.93; break; case 618: bar = 0.93; break; case 619: bar = 0.92; break; case 620: bar = 0.92; break; case 621: bar = 0.92; break; case 622: bar = 0.92; break; case 623: bar = 0.91; break; case 624: bar = 0.91; break; case 625: bar = 0.91; break; case 626: bar = 0.91; break; case 627: bar = 0.9; break; case 628: bar = 0.9; break; case 629: bar = 0.9; break; case 630: bar = 0.9; break; case 631: bar = 0.89; break; case 632: bar = 0.89; break; case 633: bar = 0.89; break; case 634: bar = 0.89; break; case 635: bar = 0.88; break; case 636: bar = 0.88; break; case 637: bar = 0.88; break; case 638: bar = 0.88; break; case 639: bar = 0.87; break; case 640: bar = 0.87; break; case 641: bar = 0.87; break; case 642: bar = 0.87; break; case 643: bar = 0.86; break; case 644: bar = 0.86; break; case 645: bar = 0.86; break; case 646: bar = 0.86; break; case 647: bar = 0.85; break; case 648: bar = 0.85; break; case 649: bar = 0.85; break; case 650: bar = 0.85; break; case 651: bar = 0.84; break; case 652: bar = 0.84; break; case 653: bar = 0.84; break; case 654: bar = 0.84; break; case 655: bar = 0.84; break; case 656: bar = 0.83; break; case 657: bar = 0.83; break; case 658: bar = 0.83; break; case 659: bar = 0.83; break; case 660: bar = 0.82; break; case 661: bar = 0.82; break; case 662: bar = 0.82; break; case 663: bar = 0.82; break; case 664: bar = 0.81; break; case 665: bar = 0.81; break; case 666: bar = 0.81; break; case 667: bar = 0.81; break; case 668: bar = 0.81; break; case 669: bar = 0.8; break; case 670: bar = 0.8; break; case 671: bar = 0.8; break; case 672: bar = 0.8; break; case 673: bar = 0.79; break; case 674: bar = 0.79; break; case 675: bar = 0.79; break; case 676: bar = 0.79; break; case 677: bar = 0.78; break; case 678: bar = 0.78; break; case 679: bar = 0.78; break; case 680: bar = 0.78; break; case 681: bar = 0.78; break; case 682: bar = 0.77; break; case 683: bar = 0.77; break; case 684: bar = 0.77; break; case 685: bar = 0.77; break; case 686: bar = 0.77; break; case 687: bar = 0.76; break; case 688: bar = 0.76; break; case 689: bar = 0.76; break; case 690: bar = 0.76; break; case 691: bar = 0.75; break; case 692: bar = 0.75; break; case 693: bar = 0.75; break; case 694: bar = 0.75; break; case 695: bar = 0.75; break; case 696: bar = 0.74; break; case 697: bar = 0.74; break; case 698: bar = 0.74; break; case 699: bar = 0.74; break; case 700: bar = 0.74; break; case 701: bar = 0.73; break; case 702: bar = 0.73; break; case 703: bar = 0.73; break; case 704: bar = 0.73; break; case 705: bar = 0.72; break; case 706: bar = 0.72; break; case 707: bar = 0.72; break; case 708: bar = 0.72; break; case 709: bar = 0.72; break; case 710: bar = 0.71; break; case 711: bar = 0.71; break; case 712: bar = 0.71; break; case 713: bar = 0.71; break; case 714: bar = 0.71; break; case 715: bar = 0.7; break; case 716: bar = 0.7; break; case 717: bar = 0.7; break; case 718: bar = 0.7; break; case 719: bar = 0.7; break; case 720: bar = 0.69; break; case 721: bar = 0.69; break; case 722: bar = 0.69; break; case 723: bar = 0.69; break; case 724: bar = 0.69; break; case 725: bar = 0.68; break; case 726: bar = 0.68; break; case 727: bar = 0.68; break; case 728: bar = 0.68; break; case 729: bar = 0.68; break; case 730: bar = 0.67; break; case 731: bar = 0.67; break; case 732: bar = 0.67; break; case 733: bar = 0.67; break; case 734: bar = 0.67; break; case 735: bar = 0.67; break; case 736: bar = 0.66; break; case 737: bar = 0.66; break; case 738: bar = 0.66; break; case 739: bar = 0.66; break; case 740: bar = 0.66; break; case 741: bar = 0.65; break; case 742: bar = 0.65; break; case 743: bar = 0.65; break; case 744: bar = 0.65; break; case 745: bar = 0.65; break; case 746: bar = 0.64; break; case 747: bar = 0.64; break; case 748: bar = 0.64; break; case 749: bar = 0.64; break; case 750: bar = 0.64; break; case 751: bar = 0.64; break; case 752: bar = 0.63; break; case 753: bar = 0.63; break; case 754: bar = 0.63; break; case 755: bar = 0.63; break; case 756: bar = 0.63; break; case 757: bar = 0.62; break; case 758: bar = 0.62; break; case 759: bar = 0.62; break; case 760: bar = 0.62; break; case 761: bar = 0.62; break; case 762: bar = 0.61; break; case 763: bar = 0.61; break; case 764: bar = 0.61; break; case 765: bar = 0.61; break; case 766: bar = 0.61; break; case 767: bar = 0.61; break; case 768: bar = 0.6; break; case 769: bar = 0.6; break; case 770: bar = 0.6; break; case 771: bar = 0.6; break; case 772: bar = 0.6; break; case 773: bar = 0.6; break; case 774: bar = 0.59; break; case 775: bar = 0.59; break; case 776: bar = 0.59; break; case 777: bar = 0.59; break; case 778: bar = 0.59; break; case 779: bar = 0.59; break; case 780: bar = 0.58; break; case 781: bar = 0.58; break; case 782: bar = 0.58; break; case 783: bar = 0.58; break; case 784: bar = 0.58; break; case 785: bar = 0.57; break; case 786: bar = 0.57; break; case 787: bar = 0.57; break; case 788: bar = 0.57; break; case 789: bar = 0.57; break; case 790: bar = 0.57; break; case 791: bar = 0.56; break; case 792: bar = 0.56; break; case 793: bar = 0.56; break; case 794: bar = 0.56; break; case 795: bar = 0.56; break; case 796: bar = 0.56; break; case 797: bar = 0.55; break; case 798: bar = 0.55; break; case 799: bar = 0.55; break; case 800: bar = 0.55; break; case 801: bar = 0.55; break; case 802: bar = 0.55; break; case 803: bar = 0.54; break; case 804: bar = 0.54; break; case 805: bar = 0.54; break; case 806: bar = 0.54; break; case 807: bar = 0.54; break; case 808: bar = 0.54; break; case 809: bar = 0.53; break; case 810: bar = 0.53; break; case 811: bar = 0.53; break; case 812: bar = 0.53; break; case 813: bar = 0.53; break; case 814: bar = 0.53; break; case 815: bar = 0.53; break; case 816: bar = 0.52; break; case 817: bar = 0.52; break; case 818: bar = 0.52; break; case 819: bar = 0.52; break; case 820: bar = 0.52; break; case 821: bar = 0.52; break; case 822: bar = 0.51; break; case 823: bar = 0.51; break; case 824: bar = 0.51; break; case 825: bar = 0.51; break; case 826: bar = 0.51; break; case 827: bar = 0.51; break; case 828: bar = 0.5; break; case 829: bar = 0.5; break; case 830: bar = 0.5; break; case 831: bar = 0.5; break; case 832: bar = 0.5; break; case 833: bar = 0.5; break; case 834: bar = 0.5; break; case 835: bar = 0.49; break; case 836: bar = 0.49; break; case 837: bar = 0.49; break; case 838: bar = 0.49; break; case 839: bar = 0.49; break; case 840: bar = 0.49; break; case 841: bar = 0.48; break; case 842: bar = 0.48; break; case 843: bar = 0.48; break; case 844: bar = 0.48; break; case 845: bar = 0.48; break; case 846: bar = 0.48; break; case 847: bar = 0.48; break; case 848: bar = 0.47; break; case 849: bar = 0.47; break; case 850: bar = 0.47; break; case 851: bar = 0.47; break; case 852: bar = 0.47; break; case 853: bar = 0.47; break; case 854: bar = 0.47; break; case 855: bar = 0.46; break; case 856: bar = 0.46; break; case 857: bar = 0.46; break; case 858: bar = 0.46; break; case 859: bar = 0.46; break; case 860: bar = 0.46; break; case 861: bar = 0.46; break; case 862: bar = 0.45; break; case 863: bar = 0.45; break; case 864: bar = 0.45; break; case 865: bar = 0.45; break; case 866: bar = 0.45; break; case 867: bar = 0.45; break; case 868: bar = 0.45; break; case 869: bar = 0.44; break; case 870: bar = 0.44; break; case 871: bar = 0.44; break; case 872: bar = 0.44; break; case 873: bar = 0.44; break; case 874: bar = 0.44; break; case 875: bar = 0.44; break; case 876: bar = 0.43; break; case 877: bar = 0.43; break; case 878: bar = 0.43; break; case 879: bar = 0.43; break; case 880: bar = 0.43; break; case 881: bar = 0.43; break; case 882: bar = 0.43; break; case 883: bar = 0.42; break; case 884: bar = 0.42; break; case 885: bar = 0.42; break; case 886: bar = 0.42; break; case 887: bar = 0.42; break; case 888: bar = 0.42; break; case 889: bar = 0.42; break; case 890: bar = 0.41; break; case 891: bar = 0.41; break; case 892: bar = 0.41; break; case 893: bar = 0.41; break; case 894: bar = 0.41; break; case 895: bar = 0.41; break; case 896: bar = 0.41; break; case 897: bar = 0.41; break; case 898: bar = 0.4; break; case 899: bar = 0.4; break; case 900: bar = 0.4; break; case 901: bar = 0.4; break; case 902: bar = 0.4; break; case 903: bar = 0.4; break; case 904: bar = 0.4; break; case 905: bar = 0.39; break; case 906: bar = 0.39; break; case 907: bar = 0.39; break; case 908: bar = 0.39; break; case 909: bar = 0.39; break; case 910: bar = 0.39; break; case 911: bar = 0.39; break; case 912: bar = 0.39; break; case 913: bar = 0.38; break; case 914: bar = 0.38; break; case 915: bar = 0.38; break; case 916: bar = 0.38; break; case 917: bar = 0.38; break; case 918: bar = 0.38; break; case 919: bar = 0.38; break; case 920: bar = 0.38; break; case 921: bar = 0.37; break; case 922: bar = 0.37; break; case 923: bar = 0.37; break; case 924: bar = 0.37; break; case 925: bar = 0.37; break; case 926: bar = 0.37; break; case 927: bar = 0.37; break; case 928: bar = 0.37; break; case 929: bar = 0.36; break; case 930: bar = 0.36; break; case 931: bar = 0.36; break; case 932: bar = 0.36; break; case 933: bar = 0.36; break; case 934: bar = 0.36; break; case 935: bar = 0.36; break; case 936: bar = 0.36; break; case 937: bar = 0.35; break; case 938: bar = 0.35; break; case 939: bar = 0.35; break; case 940: bar = 0.35; break; case 941: bar = 0.35; break; case 942: bar = 0.35; break; case 943: bar = 0.35; break; case 944: bar = 0.35; break; case 945: bar = 0.34; break; case 946: bar = 0.34; break; case 947: bar = 0.34; break; case 948: bar = 0.34; break; case 949: bar = 0.34; break; case 950: bar = 0.34; break; case 951: bar = 0.34; break; case 952: bar = 0.34; break; case 953: bar = 0.33; break; case 954: bar = 0.33; break; case 955: bar = 0.33; break; case 956: bar = 0.33; break; case 957: bar = 0.33; break; case 958: bar = 0.33; break; case 959: bar = 0.33; break; case 960: bar = 0.33; break; case 961: bar = 0.32; break; case 962: bar = 0.32; break; case 963: bar = 0.32; break; case 964: bar = 0.32; break; case 965: bar = 0.32; break; case 966: bar = 0.32; break; case 967: bar = 0.32; break; case 968: bar = 0.32; break; case 969: bar = 0.32; break; case 970: bar = 0.31; break; case 971: bar = 0.31; break; case 972: bar = 0.31; break; case 973: bar = 0.31; break; case 974: bar = 0.31; break; case 975: bar = 0.31; break; case 976: bar = 0.31; break; case 977: bar = 0.31; break; case 978: bar = 0.3; break; case 979: bar = 0.3; break; case 980: bar = 0.3; break; case 981: bar = 0.3; break; case 982: bar = 0.3; break; case 983: bar = 0.3; break; case 984: bar = 0.3; break; case 985: bar = 0.3; break; case 986: bar = 0.3; break; case 987: bar = 0.29; break; case 988: bar = 0.29; break; case 989: bar = 0.29; break; case 990: bar = 0.29; break; case 991: bar = 0.29; break; case 992: bar = 0.29; break; case 993: bar = 0.29; break; case 994: bar = 0.29; break; case 995: bar = 0.29; break; case 996: bar = 0.28; break; case 997: bar = 0.28; break; case 998: bar = 0.28; break; case 999: bar = 0.28; break; case 1000: bar = 0.28; break; case 1001: bar = 0.28; break; case 1002: bar = 0.28; break; case 1003: bar = 0.28; break; case 1004: bar = 0.28; break; case 1005: bar = 0.27; break; case 1006: bar = 0.27; break; case 1007: bar = 0.27; break; case 1008: bar = 0.27; break; case 1009: bar = 0.27; break; case 1010: bar = 0.27; break; case 1011: bar = 0.27; break; case 1012: bar = 0.27; break; case 1013: bar = 0.27; break; case 1014: bar = 0.26; break; case 1015: bar = 0.26; break; case 1016: bar = 0.26; break; case 1017: bar = 0.26; break; case 1018: bar = 0.26; break; case 1019: bar = 0.26; break; case 1020: bar = 0.26; break; case 1021: bar = 0.26; break; case 1022: bar = 0.26; break; case 1023: bar = 0.26; break; case 1024: bar = 0.25; break;
case 39: bar = 17; break; | case 39: bar = 17; break; case 40: bar = 16.64; break; case 41: bar = 16.3; break; case 42: bar = 15.98; break; case 43: bar = 15.67; break; case 44: bar = 15.37; break; case 45: bar = 15.08; break; case 46: bar = 14.81; break; case 47: bar = 14.54; break; case 48: bar = 14.28; break; case 49: bar = 14.04; break; case 50: bar = 13.8; break; case 51: bar = 13.57; break; case 52: bar = 13.35; break; case 53: bar = 13.13; break; case 54: bar = 12.93; break; case 55: bar = 12.73; break; case 56: bar = 12.53; break; case 57: bar = 12.34; break; case 58: bar = 12.16; break; case 59: bar = 11.98; break; case 60: bar = 11.81; break; case 61: bar = 11.65; break; case 62: bar = 11.48; break; case 63: bar = 11.33; break; case 64: bar = 11.17; break; case 65: bar = 11.02; break; case 66: bar = 10.88; break; case 67: bar = 10.74; break; case 68: bar = 10.6; break; case 69: bar = 10.47; break; case 70: bar = 10.34; break; case 71: bar = 10.21; break; case 72: bar = 10.09; break; case 73: bar = 9.97; break; case 74: bar = 9.85; break; case 75: bar = 9.73; break; case 76: bar = 9.62; break; case 77: bar = 9.51; break; case 78: bar = 9.4; break; case 79: bar = 9.3; break; case 80: bar = 9.19; break; case 81: bar = 9.09; break; case 82: bar = 9; break; case 83: bar = 8.9; break; case 84: bar = 8.81; break; case 85: bar = 8.71; break; case 86: bar = 8.62; break; case 87: bar = 8.53; break; case 88: bar = 8.45; break; case 89: bar = 8.36; break; case 90: bar = 8.28; break; case 91: bar = 8.2; break; case 92: bar = 8.12; break; case 93: bar = 8.04; break; case 94: bar = 7.96; break; case 95: bar = 7.89; break; case 96: bar = 7.81; break; case 97: bar = 7.74; break; case 98: bar = 7.67; break; case 99: bar = 7.6; break; case 100: bar = 7.53; break; case 101: bar = 7.46; break; case 102: bar = 7.4; break; case 103: bar = 7.33; break; case 104: bar = 7.27; break; case 105: bar = 7.2; break; case 106: bar = 7.14; break; case 107: bar = 7.08; break; case 108: bar = 7.02; break; case 109: bar = 6.96; break; case 110: bar = 6.9; break; case 111: bar = 6.85; break; case 112: bar = 6.79; break; case 113: bar = 6.74; break; case 114: bar = 6.68; break; case 115: bar = 6.63; break; case 116: bar = 6.57; break; case 117: bar = 6.52; break; case 118: bar = 6.47; break; case 119: bar = 6.42; break; case 120: bar = 6.37; break; case 121: bar = 6.32; break; case 122: bar = 6.27; break; case 123: bar = 6.23; break; case 124: bar = 6.18; break; case 125: bar = 6.13; break; case 126: bar = 6.09; break; case 127: bar = 6.04; break; case 128: bar = 6; break; case 129: bar = 5.95; break; case 130: bar = 5.91; break; case 131: bar = 5.87; break; case 132: bar = 5.83; break; case 133: bar = 5.79; break; case 134: bar = 5.75; break; case 135: bar = 5.71; break; case 136: bar = 5.67; break; case 137: bar = 5.63; break; case 138: bar = 5.59; break; case 139: bar = 5.55; break; case 140: bar = 5.51; break; case 141: bar = 5.47; break; case 142: bar = 5.44; break; case 143: bar = 5.4; break; case 144: bar = 5.37; break; case 145: bar = 5.33; break; case 146: bar = 5.3; break; case 147: bar = 5.26; break; case 148: bar = 5.23; break; case 149: bar = 5.19; break; case 150: bar = 5.16; break; case 151: bar = 5.13; break; case 152: bar = 5.09; break; case 153: bar = 5.06; break; case 154: bar = 5.03; break; case 155: bar = 5; break; case 156: bar = 4.97; break; case 157: bar = 4.94; break; case 158: bar = 4.91; break; case 159: bar = 4.88; break; case 160: bar = 4.85; break; case 161: bar = 4.82; break; case 162: bar = 4.79; break; case 163: bar = 4.76; break; case 164: bar = 4.73; break; case 165: bar = 4.7; break; case 166: bar = 4.68; break; case 167: bar = 4.65; break; case 168: bar = 4.62; break; case 169: bar = 4.59; break; case 170: bar = 4.57; break; case 171: bar = 4.54; break; case 172: bar = 4.52; break; case 173: bar = 4.49; break; case 174: bar = 4.46; break; case 175: bar = 4.44; break; case 176: bar = 4.41; break; case 177: bar = 4.39; break; case 178: bar = 4.36; break; case 179: bar = 4.34; break; case 180: bar = 4.32; break; case 181: bar = 4.29; break; case 182: bar = 4.27; break; case 183: bar = 4.25; break; case 184: bar = 4.22; break; case 185: bar = 4.2; break; case 186: bar = 4.18; break; case 187: bar = 4.15; break; case 188: bar = 4.13; break; case 189: bar = 4.11; break; case 190: bar = 4.09; break; case 191: bar = 4.07; break; case 192: bar = 4.05; break; case 193: bar = 4.02; break; case 194: bar = 4; break; case 195: bar = 3.98; break; case 196: bar = 3.96; break; case 197: bar = 3.94; break; case 198: bar = 3.92; break; case 199: bar = 3.9; break; case 200: bar = 3.88; break; case 201: bar = 3.86; break; case 202: bar = 3.84; break; case 203: bar = 3.82; break; case 204: bar = 3.8; break; case 205: bar = 3.78; break; case 206: bar = 3.77; break; case 207: bar = 3.75; break; case 208: bar = 3.73; break; case 209: bar = 3.71; break; case 210: bar = 3.69; break; case 211: bar = 3.67; break; case 212: bar = 3.66; break; case 213: bar = 3.64; break; case 214: bar = 3.62; break; case 215: bar = 3.6; break; case 216: bar = 3.59; break; case 217: bar = 3.57; break; case 218: bar = 3.55; break; case 219: bar = 3.53; break; case 220: bar = 3.52; break; case 221: bar = 3.5; break; case 222: bar = 3.48; break; case 223: bar = 3.47; break; case 224: bar = 3.45; break; case 225: bar = 3.44; break; case 226: bar = 3.42; break; case 227: bar = 3.4; break; case 228: bar = 3.39; break; case 229: bar = 3.37; break; case 230: bar = 3.36; break; case 231: bar = 3.34; break; case 232: bar = 3.33; break; case 233: bar = 3.31; break; case 234: bar = 3.3; break; case 235: bar = 3.28; break; case 236: bar = 3.27; break; case 237: bar = 3.25; break; case 238: bar = 3.24; break; case 239: bar = 3.22; break; case 240: bar = 3.21; break; case 241: bar = 3.19; break; case 242: bar = 3.18; break; case 243: bar = 3.17; break; case 244: bar = 3.15; break; case 245: bar = 3.14; break; case 246: bar = 3.12; break; case 247: bar = 3.11; break; case 248: bar = 3.1; break; case 249: bar = 3.08; break; case 250: bar = 3.07; break; case 251: bar = 3.06; break; case 252: bar = 3.04; break; case 253: bar = 3.03; break; case 254: bar = 3.02; break; case 255: bar = 3.01; break; case 256: bar = 2.99; break; case 257: bar = 2.98; break; case 258: bar = 2.97; break; case 259: bar = 2.96; break; case 260: bar = 2.94; break; case 261: bar = 2.93; break; case 262: bar = 2.92; break; case 263: bar = 2.91; break; case 264: bar = 2.89; break; case 265: bar = 2.88; break; case 266: bar = 2.87; break; case 267: bar = 2.86; break; case 268: bar = 2.85; break; case 269: bar = 2.83; break; case 270: bar = 2.82; break; case 271: bar = 2.81; break; case 272: bar = 2.8; break; case 273: bar = 2.79; break; case 274: bar = 2.78; break; case 275: bar = 2.77; break; case 276: bar = 2.76; break; case 277: bar = 2.74; break; case 278: bar = 2.73; break; case 279: bar = 2.72; break; case 280: bar = 2.71; break; case 281: bar = 2.7; break; case 282: bar = 2.69; break; case 283: bar = 2.68; break; case 284: bar = 2.67; break; case 285: bar = 2.66; break; case 286: bar = 2.65; break; case 287: bar = 2.64; break; case 288: bar = 2.63; break; case 289: bar = 2.62; break; case 290: bar = 2.61; break; case 291: bar = 2.6; break; case 292: bar = 2.59; break; case 293: bar = 2.58; break; case 294: bar = 2.57; break; case 295: bar = 2.56; break; case 296: bar = 2.55; break; case 297: bar = 2.54; break; case 298: bar = 2.53; break; case 299: bar = 2.52; break; case 300: bar = 2.51; break; case 301: bar = 2.5; break; case 302: bar = 2.49; break; case 303: bar = 2.48; break; case 304: bar = 2.47; break; case 305: bar = 2.46; break; case 306: bar = 2.45; break; case 307: bar = 2.44; break; case 308: bar = 2.43; break; case 309: bar = 2.42; break; case 310: bar = 2.41; break; case 311: bar = 2.41; break; case 312: bar = 2.4; break; case 313: bar = 2.39; break; case 314: bar = 2.38; break; case 315: bar = 2.37; break; case 316: bar = 2.36; break; case 317: bar = 2.35; break; case 318: bar = 2.34; break; case 319: bar = 2.34; break; case 320: bar = 2.33; break; case 321: bar = 2.32; break; case 322: bar = 2.31; break; case 323: bar = 2.3; break; case 324: bar = 2.29; break; case 325: bar = 2.28; break; case 326: bar = 2.28; break; case 327: bar = 2.27; break; case 328: bar = 2.26; break; case 329: bar = 2.25; break; case 330: bar = 2.24; break; case 331: bar = 2.24; break; case 332: bar = 2.23; break; case 333: bar = 2.22; break; case 334: bar = 2.21; break; case 335: bar = 2.2; break; case 336: bar = 2.2; break; case 337: bar = 2.19; break; case 338: bar = 2.18; break; case 339: bar = 2.17; break; case 340: bar = 2.17; break; case 341: bar = 2.16; break; case 342: bar = 2.15; break; case 343: bar = 2.14; break; case 344: bar = 2.13; break; case 345: bar = 2.13; break; case 346: bar = 2.12; break; case 347: bar = 2.11; break; case 348: bar = 2.11; break; case 349: bar = 2.1; break; case 350: bar = 2.09; break; case 351: bar = 2.08; break; case 352: bar = 2.08; break; case 353: bar = 2.07; break; case 354: bar = 2.06; break; case 355: bar = 2.05; break; case 356: bar = 2.05; break; case 357: bar = 2.04; break; case 358: bar = 2.03; break; case 359: bar = 2.03; break; case 360: bar = 2.02; break; case 361: bar = 2.01; break; case 362: bar = 2.01; break; case 363: bar = 2; break; case 364: bar = 1.99; break; case 365: bar = 1.99; break; case 366: bar = 1.98; break; case 367: bar = 1.97; break; case 368: bar = 1.97; break; case 369: bar = 1.96; break; case 370: bar = 1.95; break; case 371: bar = 1.95; break; case 372: bar = 1.94; break; case 373: bar = 1.93; break; case 374: bar = 1.93; break; case 375: bar = 1.92; break; case 376: bar = 1.91; break; case 377: bar = 1.91; break; case 378: bar = 1.9; break; case 379: bar = 1.89; break; case 380: bar = 1.89; break; case 381: bar = 1.88; break; case 382: bar = 1.88; break; case 383: bar = 1.87; break; case 384: bar = 1.86; break; case 385: bar = 1.86; break; case 386: bar = 1.85; break; case 387: bar = 1.85; break; case 388: bar = 1.84; break; case 389: bar = 1.83; break; case 390: bar = 1.83; break; case 391: bar = 1.82; break; case 392: bar = 1.82; break; case 393: bar = 1.81; break; case 394: bar = 1.8; break; case 395: bar = 1.8; break; case 396: bar = 1.79; break; case 397: bar = 1.79; break; case 398: bar = 1.78; break; case 399: bar = 1.77; break; case 400: bar = 1.77; break; case 401: bar = 1.76; break; case 402: bar = 1.76; break; case 403: bar = 1.75; break; case 404: bar = 1.75; break; case 405: bar = 1.74; break; case 406: bar = 1.73; break; case 407: bar = 1.73; break; case 408: bar = 1.72; break; case 409: bar = 1.72; break; case 410: bar = 1.71; break; case 411: bar = 1.71; break; case 412: bar = 1.7; break; case 413: bar = 1.7; break; case 414: bar = 1.69; break; case 415: bar = 1.69; break; case 416: bar = 1.68; break; case 417: bar = 1.67; break; case 418: bar = 1.67; break; case 419: bar = 1.66; break; case 420: bar = 1.66; break; case 421: bar = 1.65; break; case 422: bar = 1.65; break; case 423: bar = 1.64; break; case 424: bar = 1.64; break; case 425: bar = 1.63; break; case 426: bar = 1.63; break; case 427: bar = 1.62; break; case 428: bar = 1.62; break; case 429: bar = 1.61; break; case 430: bar = 1.61; break; case 431: bar = 1.6; break; case 432: bar = 1.6; break; case 433: bar = 1.59; break; case 434: bar = 1.59; break; case 435: bar = 1.58; break; case 436: bar = 1.58; break; case 437: bar = 1.57; break; case 438: bar = 1.57; break; case 439: bar = 1.56; break; case 440: bar = 1.56; break; case 441: bar = 1.55; break; case 442: bar = 1.55; break; case 443: bar = 1.54; break; case 444: bar = 1.54; break; case 445: bar = 1.53; break; case 446: bar = 1.53; break; case 447: bar = 1.53; break; case 448: bar = 1.52; break; case 449: bar = 1.52; break; case 450: bar = 1.51; break; case 451: bar = 1.51; break; case 452: bar = 1.5; break; case 453: bar = 1.5; break; case 454: bar = 1.49; break; case 455: bar = 1.49; break; case 456: bar = 1.48; break; case 457: bar = 1.48; break; case 458: bar = 1.47; break; case 459: bar = 1.47; break; case 460: bar = 1.47; break; case 461: bar = 1.46; break; case 462: bar = 1.46; break; case 463: bar = 1.45; break; case 464: bar = 1.45; break; case 465: bar = 1.44; break; case 466: bar = 1.44; break; case 467: bar = 1.44; break; case 468: bar = 1.43; break; case 469: bar = 1.43; break; case 470: bar = 1.42; break; case 471: bar = 1.42; break; case 472: bar = 1.41; break; case 473: bar = 1.41; break; case 474: bar = 1.41; break; case 475: bar = 1.4; break; case 476: bar = 1.4; break; case 477: bar = 1.39; break; case 478: bar = 1.39; break; case 479: bar = 1.38; break; case 480: bar = 1.38; break; case 481: bar = 1.38; break; case 482: bar = 1.37; break; case 483: bar = 1.37; break; case 484: bar = 1.36; break; case 485: bar = 1.36; break; case 486: bar = 1.36; break; case 487: bar = 1.35; break; case 488: bar = 1.35; break; case 489: bar = 1.34; break; case 490: bar = 1.34; break; case 491: bar = 1.34; break; case 492: bar = 1.33; break; case 493: bar = 1.33; break; case 494: bar = 1.32; break; case 495: bar = 1.32; break; case 496: bar = 1.32; break; case 497: bar = 1.31; break; case 498: bar = 1.31; break; case 499: bar = 1.3; break; case 500: bar = 1.3; break; case 501: bar = 1.3; break; case 502: bar = 1.29; break; case 503: bar = 1.29; break; case 504: bar = 1.29; break; case 505: bar = 1.28; break; case 506: bar = 1.28; break; case 507: bar = 1.27; break; case 508: bar = 1.27; break; case 509: bar = 1.27; break; case 510: bar = 1.26; break; case 511: bar = 1.26; break; case 512: bar = 1.26; break; case 513: bar = 1.25; break; case 514: bar = 1.25; break; case 515: bar = 1.24; break; case 516: bar = 1.24; break; case 517: bar = 1.24; break; case 518: bar = 1.23; break; case 519: bar = 1.23; break; case 520: bar = 1.23; break; case 521: bar = 1.22; break; case 522: bar = 1.22; break; case 523: bar = 1.22; break; case 524: bar = 1.21; break; case 525: bar = 1.21; break; case 526: bar = 1.21; break; case 527: bar = 1.2; break; case 528: bar = 1.2; break; case 529: bar = 1.2; break; case 530: bar = 1.19; break; case 531: bar = 1.19; break; case 532: bar = 1.18; break; case 533: bar = 1.18; break; case 534: bar = 1.18; break; case 535: bar = 1.17; break; case 536: bar = 1.17; break; case 537: bar = 1.17; break; case 538: bar = 1.16; break; case 539: bar = 1.16; break; case 540: bar = 1.16; break; case 541: bar = 1.15; break; case 542: bar = 1.15; break; case 543: bar = 1.15; break; case 544: bar = 1.14; break; case 545: bar = 1.14; break; case 546: bar = 1.14; break; case 547: bar = 1.13; break; case 548: bar = 1.13; break; case 549: bar = 1.13; break; case 550: bar = 1.12; break; case 551: bar = 1.12; break; case 552: bar = 1.12; break; case 553: bar = 1.12; break; case 554: bar = 1.11; break; case 555: bar = 1.11; break; case 556: bar = 1.11; break; case 557: bar = 1.1; break; case 558: bar = 1.1; break; case 559: bar = 1.1; break; case 560: bar = 1.09; break; case 561: bar = 1.09; break; case 562: bar = 1.09; break; case 563: bar = 1.08; break; case 564: bar = 1.08; break; case 565: bar = 1.08; break; case 566: bar = 1.07; break; case 567: bar = 1.07; break; case 568: bar = 1.07; break; case 569: bar = 1.07; break; case 570: bar = 1.06; break; case 571: bar = 1.06; break; case 572: bar = 1.06; break; case 573: bar = 1.05; break; case 574: bar = 1.05; break; case 575: bar = 1.05; break; case 576: bar = 1.04; break; case 577: bar = 1.04; break; case 578: bar = 1.04; break; case 579: bar = 1.04; break; case 580: bar = 1.03; break; case 581: bar = 1.03; break; case 582: bar = 1.03; break; case 583: bar = 1.02; break; case 584: bar = 1.02; break; case 585: bar = 1.02; break; case 586: bar = 1.02; break; case 587: bar = 1.01; break; case 588: bar = 1.01; break; case 589: bar = 1.01; break; case 590: bar = 1; break; case 591: bar = 1; break; case 592: bar = 1; break; case 593: bar = 1; break; case 594: bar = 0.99; break; case 595: bar = 0.99; break; case 596: bar = 0.99; break; case 597: bar = 0.98; break; case 598: bar = 0.98; break; case 599: bar = 0.98; break; case 600: bar = 0.98; break; case 601: bar = 0.97; break; case 602: bar = 0.97; break; case 603: bar = 0.97; break; case 604: bar = 0.96; break; case 605: bar = 0.96; break; case 606: bar = 0.96; break; case 607: bar = 0.96; break; case 608: bar = 0.95; break; case 609: bar = 0.95; break; case 610: bar = 0.95; break; case 611: bar = 0.95; break; case 612: bar = 0.94; break; case 613: bar = 0.94; break; case 614: bar = 0.94; break; case 615: bar = 0.94; break; case 616: bar = 0.93; break; case 617: bar = 0.93; break; case 618: bar = 0.93; break; case 619: bar = 0.92; break; case 620: bar = 0.92; break; case 621: bar = 0.92; break; case 622: bar = 0.92; break; case 623: bar = 0.91; break; case 624: bar = 0.91; break; case 625: bar = 0.91; break; case 626: bar = 0.91; break; case 627: bar = 0.9; break; case 628: bar = 0.9; break; case 629: bar = 0.9; break; case 630: bar = 0.9; break; case 631: bar = 0.89; break; case 632: bar = 0.89; break; case 633: bar = 0.89; break; case 634: bar = 0.89; break; case 635: bar = 0.88; break; case 636: bar = 0.88; break; case 637: bar = 0.88; break; case 638: bar = 0.88; break; case 639: bar = 0.87; break; case 640: bar = 0.87; break; case 641: bar = 0.87; break; case 642: bar = 0.87; break; case 643: bar = 0.86; break; case 644: bar = 0.86; break; case 645: bar = 0.86; break; case 646: bar = 0.86; break; case 647: bar = 0.85; break; case 648: bar = 0.85; break; case 649: bar = 0.85; break; case 650: bar = 0.85; break; case 651: bar = 0.84; break; case 652: bar = 0.84; break; case 653: bar = 0.84; break; case 654: bar = 0.84; break; case 655: bar = 0.84; break; case 656: bar = 0.83; break; case 657: bar = 0.83; break; case 658: bar = 0.83; break; case 659: bar = 0.83; break; case 660: bar = 0.82; break; case 661: bar = 0.82; break; case 662: bar = 0.82; break; case 663: bar = 0.82; break; case 664: bar = 0.81; break; case 665: bar = 0.81; break; case 666: bar = 0.81; break; case 667: bar = 0.81; break; case 668: bar = 0.81; break; case 669: bar = 0.8; break; case 670: bar = 0.8; break; case 671: bar = 0.8; break; case 672: bar = 0.8; break; case 673: bar = 0.79; break; case 674: bar = 0.79; break; case 675: bar = 0.79; break; case 676: bar = 0.79; break; case 677: bar = 0.78; break; case 678: bar = 0.78; break; case 679: bar = 0.78; break; case 680: bar = 0.78; break; case 681: bar = 0.78; break; case 682: bar = 0.77; break; case 683: bar = 0.77; break; case 684: bar = 0.77; break; case 685: bar = 0.77; break; case 686: bar = 0.77; break; case 687: bar = 0.76; break; case 688: bar = 0.76; break; case 689: bar = 0.76; break; case 690: bar = 0.76; break; case 691: bar = 0.75; break; case 692: bar = 0.75; break; case 693: bar = 0.75; break; case 694: bar = 0.75; break; case 695: bar = 0.75; break; case 696: bar = 0.74; break; case 697: bar = 0.74; break; case 698: bar = 0.74; break; case 699: bar = 0.74; break; case 700: bar = 0.74; break; case 701: bar = 0.73; break; case 702: bar = 0.73; break; case 703: bar = 0.73; break; case 704: bar = 0.73; break; case 705: bar = 0.72; break; case 706: bar = 0.72; break; case 707: bar = 0.72; break; case 708: bar = 0.72; break; case 709: bar = 0.72; break; case 710: bar = 0.71; break; case 711: bar = 0.71; break; case 712: bar = 0.71; break; case 713: bar = 0.71; break; case 714: bar = 0.71; break; case 715: bar = 0.7; break; case 716: bar = 0.7; break; case 717: bar = 0.7; break; case 718: bar = 0.7; break; case 719: bar = 0.7; break; case 720: bar = 0.69; break; case 721: bar = 0.69; break; case 722: bar = 0.69; break; case 723: bar = 0.69; break; case 724: bar = 0.69; break; case 725: bar = 0.68; break; case 726: bar = 0.68; break; case 727: bar = 0.68; break; case 728: bar = 0.68; break; case 729: bar = 0.68; break; case 730: bar = 0.67; break; case 731: bar = 0.67; break; case 732: bar = 0.67; break; case 733: bar = 0.67; break; case 734: bar = 0.67; break; case 735: bar = 0.67; break; case 736: bar = 0.66; break; case 737: bar = 0.66; break; case 738: bar = 0.66; break; case 739: bar = 0.66; break; case 740: bar = 0.66; break; case 741: bar = 0.65; break; case 742: bar = 0.65; break; case 743: bar = 0.65; break; case 744: bar = 0.65; break; case 745: bar = 0.65; break; case 746: bar = 0.64; break; case 747: bar = 0.64; break; case 748: bar = 0.64; break; case 749: bar = 0.64; break; case 750: bar = 0.64; break; case 751: bar = 0.64; break; case 752: bar = 0.63; break; case 753: bar = 0.63; break; case 754: bar = 0.63; break; case 755: bar = 0.63; break; case 756: bar = 0.63; break; case 757: bar = 0.62; break; case 758: bar = 0.62; break; case 759: bar = 0.62; break; case 760: bar = 0.62; break; case 761: bar = 0.62; break; case 762: bar = 0.61; break; case 763: bar = 0.61; break; case 764: bar = 0.61; break; case 765: bar = 0.61; break; case 766: bar = 0.61; break; case 767: bar = 0.61; break; case 768: bar = 0.6; break; case 769: bar = 0.6; break; case 770: bar = 0.6; break; case 771: bar = 0.6; break; case 772: bar = 0.6; break; case 773: bar = 0.6; break; case 774: bar = 0.59; break; case 775: bar = 0.59; break; case 776: bar = 0.59; break; case 777: bar = 0.59; break; case 778: bar = 0.59; break; case 779: bar = 0.59; break; case 780: bar = 0.58; break; case 781: bar = 0.58; break; case 782: bar = 0.58; break; case 783: bar = 0.58; break; case 784: bar = 0.58; break; case 785: bar = 0.57; break; case 786: bar = 0.57; break; case 787: bar = 0.57; break; case 788: bar = 0.57; break; case 789: bar = 0.57; break; case 790: bar = 0.57; break; case 791: bar = 0.56; break; case 792: bar = 0.56; break; case 793: bar = 0.56; break; case 794: bar = 0.56; break; case 795: bar = 0.56; break; case 796: bar = 0.56; break; case 797: bar = 0.55; break; case 798: bar = 0.55; break; case 799: bar = 0.55; break; case 800: bar = 0.55; break; case 801: bar = 0.55; break; case 802: bar = 0.55; break; case 803: bar = 0.54; break; case 804: bar = 0.54; break; case 805: bar = 0.54; break; case 806: bar = 0.54; break; case 807: bar = 0.54; break; case 808: bar = 0.54; break; case 809: bar = 0.53; break; case 810: bar = 0.53; break; case 811: bar = 0.53; break; case 812: bar = 0.53; break; case 813: bar = 0.53; break; case 814: bar = 0.53; break; case 815: bar = 0.53; break; case 816: bar = 0.52; break; case 817: bar = 0.52; break; case 818: bar = 0.52; break; case 819: bar = 0.52; break; case 820: bar = 0.52; break; case 821: bar = 0.52; break; case 822: bar = 0.51; break; case 823: bar = 0.51; break; case 824: bar = 0.51; break; case 825: bar = 0.51; break; case 826: bar = 0.51; break; case 827: bar = 0.51; break; case 828: bar = 0.5; break; case 829: bar = 0.5; break; case 830: bar = 0.5; break; case 831: bar = 0.5; break; case 832: bar = 0.5; break; case 833: bar = 0.5; break; case 834: bar = 0.5; break; case 835: bar = 0.49; break; case 836: bar = 0.49; break; case 837: bar = 0.49; break; case 838: bar = 0.49; break; case 839: bar = 0.49; break; case 840: bar = 0.49; break; case 841: bar = 0.48; break; case 842: bar = 0.48; break; case 843: bar = 0.48; break; case 844: bar = 0.48; break; case 845: bar = 0.48; break; case 846: bar = 0.48; break; case 847: bar = 0.48; break; case 848: bar = 0.47; break; case 849: bar = 0.47; break; case 850: bar = 0.47; break; case 851: bar = 0.47; break; case 852: bar = 0.47; break; case 853: bar = 0.47; break; case 854: bar = 0.47; break; case 855: bar = 0.46; break; case 856: bar = 0.46; break; case 857: bar = 0.46; break; case 858: bar = 0.46; break; case 859: bar = 0.46; break; case 860: bar = 0.46; break; case 861: bar = 0.46; break; case 862: bar = 0.45; break; case 863: bar = 0.45; break; case 864: bar = 0.45; break; case 865: bar = 0.45; break; case 866: bar = 0.45; break; case 867: bar = 0.45; break; case 868: bar = 0.45; break; case 869: bar = 0.44; break; case 870: bar = 0.44; break; case 871: bar = 0.44; break; case 872: bar = 0.44; break; case 873: bar = 0.44; break; case 874: bar = 0.44; break; case 875: bar = 0.44; break; case 876: bar = 0.43; break; case 877: bar = 0.43; break; case 878: bar = 0.43; break; case 879: bar = 0.43; break; case 880: bar = 0.43; break; case 881: bar = 0.43; break; case 882: bar = 0.43; break; case 883: bar = 0.42; break; case 884: bar = 0.42; break; case 885: bar = 0.42; break; case 886: bar = 0.42; break; case 887: bar = 0.42; break; case 888: bar = 0.42; break; case 889: bar = 0.42; break; case 890: bar = 0.41; break; case 891: bar = 0.41; break; case 892: bar = 0.41; break; case 893: bar = 0.41; break; case 894: bar = 0.41; break; case 895: bar = 0.41; break; case 896: bar = 0.41; break; case 897: bar = 0.41; break; case 898: bar = 0.4; break; case 899: bar = 0.4; break; case 900: bar = 0.4; break; case 901: bar = 0.4; break; case 902: bar = 0.4; break; case 903: bar = 0.4; break; case 904: bar = 0.4; break; case 905: bar = 0.39; break; case 906: bar = 0.39; break; case 907: bar = 0.39; break; case 908: bar = 0.39; break; case 909: bar = 0.39; break; case 910: bar = 0.39; break; case 911: bar = 0.39; break; case 912: bar = 0.39; break; case 913: bar = 0.38; break; case 914: bar = 0.38; break; case 915: bar = 0.38; break; case 916: bar = 0.38; break; case 917: bar = 0.38; break; case 918: bar = 0.38; break; case 919: bar = 0.38; break; case 920: bar = 0.38; break; case 921: bar = 0.37; break; case 922: bar = 0.37; break; case 923: bar = 0.37; break; case 924: bar = 0.37; break; case 925: bar = 0.37; break; case 926: bar = 0.37; break; case 927: bar = 0.37; break; case 928: bar = 0.37; break; case 929: bar = 0.36; break; case 930: bar = 0.36; break; case 931: bar = 0.36; break; case 932: bar = 0.36; break; case 933: bar = 0.36; break; case 934: bar = 0.36; break; case 935: bar = 0.36; break; case 936: bar = 0.36; break; case 937: bar = 0.35; break; case 938: bar = 0.35; break; case 939: bar = 0.35; break; case 940: bar = 0.35; break; case 941: bar = 0.35; break; case 942: bar = 0.35; break; case 943: bar = 0.35; break; case 944: bar = 0.35; break; case 945: bar = 0.34; break; case 946: bar = 0.34; break; case 947: bar = 0.34; break; case 948: bar = 0.34; break; case 949: bar = 0.34; break; case 950: bar = 0.34; break; case 951: bar = 0.34; break; case 952: bar = 0.34; break; case 953: bar = 0.33; break; case 954: bar = 0.33; break; case 955: bar = 0.33; break; case 956: bar = 0.33; break; case 957: bar = 0.33; break; case 958: bar = 0.33; break; case 959: bar = 0.33; break; case 960: bar = 0.33; break; case 961: bar = 0.32; break; case 962: bar = 0.32; break; case 963: bar = 0.32; break; case 964: bar = 0.32; break; case 965: bar = 0.32; break; case 966: bar = 0.32; break; case 967: bar = 0.32; break; case 968: bar = 0.32; break; case 969: bar = 0.32; break; case 970: bar = 0.31; break; case 971: bar = 0.31; break; case 972: bar = 0.31; break; case 973: bar = 0.31; break; case 974: bar = 0.31; break; case 975: bar = 0.31; break; case 976: bar = 0.31; break; case 977: bar = 0.31; break; case 978: bar = 0.3; break; case 979: bar = 0.3; break; case 980: bar = 0.3; break; case 981: bar = 0.3; break; case 982: bar = 0.3; break; case 983: bar = 0.3; break; case 984: bar = 0.3; break; case 985: bar = 0.3; break; case 986: bar = 0.3; break; case 987: bar = 0.29; break; case 988: bar = 0.29; break; case 989: bar = 0.29; break; case 990: bar = 0.29; break; case 991: bar = 0.29; break; case 992: bar = 0.29; break; case 993: bar = 0.29; break; case 994: bar = 0.29; break; case 995: bar = 0.29; break; case 996: bar = 0.28; break; case 997: bar = 0.28; break; case 998: bar = 0.28; break; case 999: bar = 0.28; break; case 1000: bar = 0.28; break; case 1001: bar = 0.28; break; case 1002: bar = 0.28; break; case 1003: bar = 0.28; break; case 1004: bar = 0.28; break; case 1005: bar = 0.27; break; case 1006: bar = 0.27; break; case 1007: bar = 0.27; break; case 1008: bar = 0.27; break; case 1009: bar = 0.27; break; case 1010: bar = 0.27; break; case 1011: bar = 0.27; break; case 1012: bar = 0.27; break; case 1013: bar = 0.27; break; case 1014: bar = 0.26; break; case 1015: bar = 0.26; break; case 1016: bar = 0.26; break; case 1017: bar = 0.26; break; case 1018: bar = 0.26; break; case 1019: bar = 0.26; break; case 1020: bar = 0.26; break; case 1021: bar = 0.26; break; case 1022: bar = 0.26; break; case 1023: bar = 0.26; break; case 1024: bar = 0.25; break;
case 40: bar = 16.64; break; | case 40: bar = 16.64; break; case 41: bar = 16.3; break; case 42: bar = 15.98; break; case 43: bar = 15.67; break; case 44: bar = 15.37; break; case 45: bar = 15.08; break; case 46: bar = 14.81; break; case 47: bar = 14.54; break; case 48: bar = 14.28; break; case 49: bar = 14.04; break; case 50: bar = 13.8; break; case 51: bar = 13.57; break; case 52: bar = 13.35; break; case 53: bar = 13.13; break; case 54: bar = 12.93; break; case 55: bar = 12.73; break; case 56: bar = 12.53; break; case 57: bar = 12.34; break; case 58: bar = 12.16; break; case 59: bar = 11.98; break; case 60: bar = 11.81; break; case 61: bar = 11.65; break; case 62: bar = 11.48; break; case 63: bar = 11.33; break; case 64: bar = 11.17; break; case 65: bar = 11.02; break; case 66: bar = 10.88; break; case 67: bar = 10.74; break; case 68: bar = 10.6; break; case 69: bar = 10.47; break; case 70: bar = 10.34; break; case 71: bar = 10.21; break; case 72: bar = 10.09; break; case 73: bar = 9.97; break; case 74: bar = 9.85; break; case 75: bar = 9.73; break; case 76: bar = 9.62; break; case 77: bar = 9.51; break; case 78: bar = 9.4; break; case 79: bar = 9.3; break; case 80: bar = 9.19; break; case 81: bar = 9.09; break; case 82: bar = 9; break; case 83: bar = 8.9; break; case 84: bar = 8.81; break; case 85: bar = 8.71; break; case 86: bar = 8.62; break; case 87: bar = 8.53; break; case 88: bar = 8.45; break; case 89: bar = 8.36; break; case 90: bar = 8.28; break; case 91: bar = 8.2; break; case 92: bar = 8.12; break; case 93: bar = 8.04; break; case 94: bar = 7.96; break; case 95: bar = 7.89; break; case 96: bar = 7.81; break; case 97: bar = 7.74; break; case 98: bar = 7.67; break; case 99: bar = 7.6; break; case 100: bar = 7.53; break; case 101: bar = 7.46; break; case 102: bar = 7.4; break; case 103: bar = 7.33; break; case 104: bar = 7.27; break; case 105: bar = 7.2; break; case 106: bar = 7.14; break; case 107: bar = 7.08; break; case 108: bar = 7.02; break; case 109: bar = 6.96; break; case 110: bar = 6.9; break; case 111: bar = 6.85; break; case 112: bar = 6.79; break; case 113: bar = 6.74; break; case 114: bar = 6.68; break; case 115: bar = 6.63; break; case 116: bar = 6.57; break; case 117: bar = 6.52; break; case 118: bar = 6.47; break; case 119: bar = 6.42; break; case 120: bar = 6.37; break; case 121: bar = 6.32; break; case 122: bar = 6.27; break; case 123: bar = 6.23; break; case 124: bar = 6.18; break; case 125: bar = 6.13; break; case 126: bar = 6.09; break; case 127: bar = 6.04; break; case 128: bar = 6; break; case 129: bar = 5.95; break; case 130: bar = 5.91; break; case 131: bar = 5.87; break; case 132: bar = 5.83; break; case 133: bar = 5.79; break; case 134: bar = 5.75; break; case 135: bar = 5.71; break; case 136: bar = 5.67; break; case 137: bar = 5.63; break; case 138: bar = 5.59; break; case 139: bar = 5.55; break; case 140: bar = 5.51; break; case 141: bar = 5.47; break; case 142: bar = 5.44; break; case 143: bar = 5.4; break; case 144: bar = 5.37; break; case 145: bar = 5.33; break; case 146: bar = 5.3; break; case 147: bar = 5.26; break; case 148: bar = 5.23; break; case 149: bar = 5.19; break; case 150: bar = 5.16; break; case 151: bar = 5.13; break; case 152: bar = 5.09; break; case 153: bar = 5.06; break; case 154: bar = 5.03; break; case 155: bar = 5; break; case 156: bar = 4.97; break; case 157: bar = 4.94; break; case 158: bar = 4.91; break; case 159: bar = 4.88; break; case 160: bar = 4.85; break; case 161: bar = 4.82; break; case 162: bar = 4.79; break; case 163: bar = 4.76; break; case 164: bar = 4.73; break; case 165: bar = 4.7; break; case 166: bar = 4.68; break; case 167: bar = 4.65; break; case 168: bar = 4.62; break; case 169: bar = 4.59; break; case 170: bar = 4.57; break; case 171: bar = 4.54; break; case 172: bar = 4.52; break; case 173: bar = 4.49; break; case 174: bar = 4.46; break; case 175: bar = 4.44; break; case 176: bar = 4.41; break; case 177: bar = 4.39; break; case 178: bar = 4.36; break; case 179: bar = 4.34; break; case 180: bar = 4.32; break; case 181: bar = 4.29; break; case 182: bar = 4.27; break; case 183: bar = 4.25; break; case 184: bar = 4.22; break; case 185: bar = 4.2; break; case 186: bar = 4.18; break; case 187: bar = 4.15; break; case 188: bar = 4.13; break; case 189: bar = 4.11; break; case 190: bar = 4.09; break; case 191: bar = 4.07; break; case 192: bar = 4.05; break; case 193: bar = 4.02; break; case 194: bar = 4; break; case 195: bar = 3.98; break; case 196: bar = 3.96; break; case 197: bar = 3.94; break; case 198: bar = 3.92; break; case 199: bar = 3.9; break; case 200: bar = 3.88; break; case 201: bar = 3.86; break; case 202: bar = 3.84; break; case 203: bar = 3.82; break; case 204: bar = 3.8; break; case 205: bar = 3.78; break; case 206: bar = 3.77; break; case 207: bar = 3.75; break; case 208: bar = 3.73; break; case 209: bar = 3.71; break; case 210: bar = 3.69; break; case 211: bar = 3.67; break; case 212: bar = 3.66; break; case 213: bar = 3.64; break; case 214: bar = 3.62; break; case 215: bar = 3.6; break; case 216: bar = 3.59; break; case 217: bar = 3.57; break; case 218: bar = 3.55; break; case 219: bar = 3.53; break; case 220: bar = 3.52; break; case 221: bar = 3.5; break; case 222: bar = 3.48; break; case 223: bar = 3.47; break; case 224: bar = 3.45; break; case 225: bar = 3.44; break; case 226: bar = 3.42; break; case 227: bar = 3.4; break; case 228: bar = 3.39; break; case 229: bar = 3.37; break; case 230: bar = 3.36; break; case 231: bar = 3.34; break; case 232: bar = 3.33; break; case 233: bar = 3.31; break; case 234: bar = 3.3; break; case 235: bar = 3.28; break; case 236: bar = 3.27; break; case 237: bar = 3.25; break; case 238: bar = 3.24; break; case 239: bar = 3.22; break; case 240: bar = 3.21; break; case 241: bar = 3.19; break; case 242: bar = 3.18; break; case 243: bar = 3.17; break; case 244: bar = 3.15; break; case 245: bar = 3.14; break; case 246: bar = 3.12; break; case 247: bar = 3.11; break; case 248: bar = 3.1; break; case 249: bar = 3.08; break; case 250: bar = 3.07; break; case 251: bar = 3.06; break; case 252: bar = 3.04; break; case 253: bar = 3.03; break; case 254: bar = 3.02; break; case 255: bar = 3.01; break; case 256: bar = 2.99; break; case 257: bar = 2.98; break; case 258: bar = 2.97; break; case 259: bar = 2.96; break; case 260: bar = 2.94; break; case 261: bar = 2.93; break; case 262: bar = 2.92; break; case 263: bar = 2.91; break; case 264: bar = 2.89; break; case 265: bar = 2.88; break; case 266: bar = 2.87; break; case 267: bar = 2.86; break; case 268: bar = 2.85; break; case 269: bar = 2.83; break; case 270: bar = 2.82; break; case 271: bar = 2.81; break; case 272: bar = 2.8; break; case 273: bar = 2.79; break; case 274: bar = 2.78; break; case 275: bar = 2.77; break; case 276: bar = 2.76; break; case 277: bar = 2.74; break; case 278: bar = 2.73; break; case 279: bar = 2.72; break; case 280: bar = 2.71; break; case 281: bar = 2.7; break; case 282: bar = 2.69; break; case 283: bar = 2.68; break; case 284: bar = 2.67; break; case 285: bar = 2.66; break; case 286: bar = 2.65; break; case 287: bar = 2.64; break; case 288: bar = 2.63; break; case 289: bar = 2.62; break; case 290: bar = 2.61; break; case 291: bar = 2.6; break; case 292: bar = 2.59; break; case 293: bar = 2.58; break; case 294: bar = 2.57; break; case 295: bar = 2.56; break; case 296: bar = 2.55; break; case 297: bar = 2.54; break; case 298: bar = 2.53; break; case 299: bar = 2.52; break; case 300: bar = 2.51; break; case 301: bar = 2.5; break; case 302: bar = 2.49; break; case 303: bar = 2.48; break; case 304: bar = 2.47; break; case 305: bar = 2.46; break; case 306: bar = 2.45; break; case 307: bar = 2.44; break; case 308: bar = 2.43; break; case 309: bar = 2.42; break; case 310: bar = 2.41; break; case 311: bar = 2.41; break; case 312: bar = 2.4; break; case 313: bar = 2.39; break; case 314: bar = 2.38; break; case 315: bar = 2.37; break; case 316: bar = 2.36; break; case 317: bar = 2.35; break; case 318: bar = 2.34; break; case 319: bar = 2.34; break; case 320: bar = 2.33; break; case 321: bar = 2.32; break; case 322: bar = 2.31; break; case 323: bar = 2.3; break; case 324: bar = 2.29; break; case 325: bar = 2.28; break; case 326: bar = 2.28; break; case 327: bar = 2.27; break; case 328: bar = 2.26; break; case 329: bar = 2.25; break; case 330: bar = 2.24; break; case 331: bar = 2.24; break; case 332: bar = 2.23; break; case 333: bar = 2.22; break; case 334: bar = 2.21; break; case 335: bar = 2.2; break; case 336: bar = 2.2; break; case 337: bar = 2.19; break; case 338: bar = 2.18; break; case 339: bar = 2.17; break; case 340: bar = 2.17; break; case 341: bar = 2.16; break; case 342: bar = 2.15; break; case 343: bar = 2.14; break; case 344: bar = 2.13; break; case 345: bar = 2.13; break; case 346: bar = 2.12; break; case 347: bar = 2.11; break; case 348: bar = 2.11; break; case 349: bar = 2.1; break; case 350: bar = 2.09; break; case 351: bar = 2.08; break; case 352: bar = 2.08; break; case 353: bar = 2.07; break; case 354: bar = 2.06; break; case 355: bar = 2.05; break; case 356: bar = 2.05; break; case 357: bar = 2.04; break; case 358: bar = 2.03; break; case 359: bar = 2.03; break; case 360: bar = 2.02; break; case 361: bar = 2.01; break; case 362: bar = 2.01; break; case 363: bar = 2; break; case 364: bar = 1.99; break; case 365: bar = 1.99; break; case 366: bar = 1.98; break; case 367: bar = 1.97; break; case 368: bar = 1.97; break; case 369: bar = 1.96; break; case 370: bar = 1.95; break; case 371: bar = 1.95; break; case 372: bar = 1.94; break; case 373: bar = 1.93; break; case 374: bar = 1.93; break; case 375: bar = 1.92; break; case 376: bar = 1.91; break; case 377: bar = 1.91; break; case 378: bar = 1.9; break; case 379: bar = 1.89; break; case 380: bar = 1.89; break; case 381: bar = 1.88; break; case 382: bar = 1.88; break; case 383: bar = 1.87; break; case 384: bar = 1.86; break; case 385: bar = 1.86; break; case 386: bar = 1.85; break; case 387: bar = 1.85; break; case 388: bar = 1.84; break; case 389: bar = 1.83; break; case 390: bar = 1.83; break; case 391: bar = 1.82; break; case 392: bar = 1.82; break; case 393: bar = 1.81; break; case 394: bar = 1.8; break; case 395: bar = 1.8; break; case 396: bar = 1.79; break; case 397: bar = 1.79; break; case 398: bar = 1.78; break; case 399: bar = 1.77; break; case 400: bar = 1.77; break; case 401: bar = 1.76; break; case 402: bar = 1.76; break; case 403: bar = 1.75; break; case 404: bar = 1.75; break; case 405: bar = 1.74; break; case 406: bar = 1.73; break; case 407: bar = 1.73; break; case 408: bar = 1.72; break; case 409: bar = 1.72; break; case 410: bar = 1.71; break; case 411: bar = 1.71; break; case 412: bar = 1.7; break; case 413: bar = 1.7; break; case 414: bar = 1.69; break; case 415: bar = 1.69; break; case 416: bar = 1.68; break; case 417: bar = 1.67; break; case 418: bar = 1.67; break; case 419: bar = 1.66; break; case 420: bar = 1.66; break; case 421: bar = 1.65; break; case 422: bar = 1.65; break; case 423: bar = 1.64; break; case 424: bar = 1.64; break; case 425: bar = 1.63; break; case 426: bar = 1.63; break; case 427: bar = 1.62; break; case 428: bar = 1.62; break; case 429: bar = 1.61; break; case 430: bar = 1.61; break; case 431: bar = 1.6; break; case 432: bar = 1.6; break; case 433: bar = 1.59; break; case 434: bar = 1.59; break; case 435: bar = 1.58; break; case 436: bar = 1.58; break; case 437: bar = 1.57; break; case 438: bar = 1.57; break; case 439: bar = 1.56; break; case 440: bar = 1.56; break; case 441: bar = 1.55; break; case 442: bar = 1.55; break; case 443: bar = 1.54; break; case 444: bar = 1.54; break; case 445: bar = 1.53; break; case 446: bar = 1.53; break; case 447: bar = 1.53; break; case 448: bar = 1.52; break; case 449: bar = 1.52; break; case 450: bar = 1.51; break; case 451: bar = 1.51; break; case 452: bar = 1.5; break; case 453: bar = 1.5; break; case 454: bar = 1.49; break; case 455: bar = 1.49; break; case 456: bar = 1.48; break; case 457: bar = 1.48; break; case 458: bar = 1.47; break; case 459: bar = 1.47; break; case 460: bar = 1.47; break; case 461: bar = 1.46; break; case 462: bar = 1.46; break; case 463: bar = 1.45; break; case 464: bar = 1.45; break; case 465: bar = 1.44; break; case 466: bar = 1.44; break; case 467: bar = 1.44; break; case 468: bar = 1.43; break; case 469: bar = 1.43; break; case 470: bar = 1.42; break; case 471: bar = 1.42; break; case 472: bar = 1.41; break; case 473: bar = 1.41; break; case 474: bar = 1.41; break; case 475: bar = 1.4; break; case 476: bar = 1.4; break; case 477: bar = 1.39; break; case 478: bar = 1.39; break; case 479: bar = 1.38; break; case 480: bar = 1.38; break; case 481: bar = 1.38; break; case 482: bar = 1.37; break; case 483: bar = 1.37; break; case 484: bar = 1.36; break; case 485: bar = 1.36; break; case 486: bar = 1.36; break; case 487: bar = 1.35; break; case 488: bar = 1.35; break; case 489: bar = 1.34; break; case 490: bar = 1.34; break; case 491: bar = 1.34; break; case 492: bar = 1.33; break; case 493: bar = 1.33; break; case 494: bar = 1.32; break; case 495: bar = 1.32; break; case 496: bar = 1.32; break; case 497: bar = 1.31; break; case 498: bar = 1.31; break; case 499: bar = 1.3; break; case 500: bar = 1.3; break; case 501: bar = 1.3; break; case 502: bar = 1.29; break; case 503: bar = 1.29; break; case 504: bar = 1.29; break; case 505: bar = 1.28; break; case 506: bar = 1.28; break; case 507: bar = 1.27; break; case 508: bar = 1.27; break; case 509: bar = 1.27; break; case 510: bar = 1.26; break; case 511: bar = 1.26; break; case 512: bar = 1.26; break; case 513: bar = 1.25; break; case 514: bar = 1.25; break; case 515: bar = 1.24; break; case 516: bar = 1.24; break; case 517: bar = 1.24; break; case 518: bar = 1.23; break; case 519: bar = 1.23; break; case 520: bar = 1.23; break; case 521: bar = 1.22; break; case 522: bar = 1.22; break; case 523: bar = 1.22; break; case 524: bar = 1.21; break; case 525: bar = 1.21; break; case 526: bar = 1.21; break; case 527: bar = 1.2; break; case 528: bar = 1.2; break; case 529: bar = 1.2; break; case 530: bar = 1.19; break; case 531: bar = 1.19; break; case 532: bar = 1.18; break; case 533: bar = 1.18; break; case 534: bar = 1.18; break; case 535: bar = 1.17; break; case 536: bar = 1.17; break; case 537: bar = 1.17; break; case 538: bar = 1.16; break; case 539: bar = 1.16; break; case 540: bar = 1.16; break; case 541: bar = 1.15; break; case 542: bar = 1.15; break; case 543: bar = 1.15; break; case 544: bar = 1.14; break; case 545: bar = 1.14; break; case 546: bar = 1.14; break; case 547: bar = 1.13; break; case 548: bar = 1.13; break; case 549: bar = 1.13; break; case 550: bar = 1.12; break; case 551: bar = 1.12; break; case 552: bar = 1.12; break; case 553: bar = 1.12; break; case 554: bar = 1.11; break; case 555: bar = 1.11; break; case 556: bar = 1.11; break; case 557: bar = 1.1; break; case 558: bar = 1.1; break; case 559: bar = 1.1; break; case 560: bar = 1.09; break; case 561: bar = 1.09; break; case 562: bar = 1.09; break; case 563: bar = 1.08; break; case 564: bar = 1.08; break; case 565: bar = 1.08; break; case 566: bar = 1.07; break; case 567: bar = 1.07; break; case 568: bar = 1.07; break; case 569: bar = 1.07; break; case 570: bar = 1.06; break; case 571: bar = 1.06; break; case 572: bar = 1.06; break; case 573: bar = 1.05; break; case 574: bar = 1.05; break; case 575: bar = 1.05; break; case 576: bar = 1.04; break; case 577: bar = 1.04; break; case 578: bar = 1.04; break; case 579: bar = 1.04; break; case 580: bar = 1.03; break; case 581: bar = 1.03; break; case 582: bar = 1.03; break; case 583: bar = 1.02; break; case 584: bar = 1.02; break; case 585: bar = 1.02; break; case 586: bar = 1.02; break; case 587: bar = 1.01; break; case 588: bar = 1.01; break; case 589: bar = 1.01; break; case 590: bar = 1; break; case 591: bar = 1; break; case 592: bar = 1; break; case 593: bar = 1; break; case 594: bar = 0.99; break; case 595: bar = 0.99; break; case 596: bar = 0.99; break; case 597: bar = 0.98; break; case 598: bar = 0.98; break; case 599: bar = 0.98; break; case 600: bar = 0.98; break; case 601: bar = 0.97; break; case 602: bar = 0.97; break; case 603: bar = 0.97; break; case 604: bar = 0.96; break; case 605: bar = 0.96; break; case 606: bar = 0.96; break; case 607: bar = 0.96; break; case 608: bar = 0.95; break; case 609: bar = 0.95; break; case 610: bar = 0.95; break; case 611: bar = 0.95; break; case 612: bar = 0.94; break; case 613: bar = 0.94; break; case 614: bar = 0.94; break; case 615: bar = 0.94; break; case 616: bar = 0.93; break; case 617: bar = 0.93; break; case 618: bar = 0.93; break; case 619: bar = 0.92; break; case 620: bar = 0.92; break; case 621: bar = 0.92; break; case 622: bar = 0.92; break; case 623: bar = 0.91; break; case 624: bar = 0.91; break; case 625: bar = 0.91; break; case 626: bar = 0.91; break; case 627: bar = 0.9; break; case 628: bar = 0.9; break; case 629: bar = 0.9; break; case 630: bar = 0.9; break; case 631: bar = 0.89; break; case 632: bar = 0.89; break; case 633: bar = 0.89; break; case 634: bar = 0.89; break; case 635: bar = 0.88; break; case 636: bar = 0.88; break; case 637: bar = 0.88; break; case 638: bar = 0.88; break; case 639: bar = 0.87; break; case 640: bar = 0.87; break; case 641: bar = 0.87; break; case 642: bar = 0.87; break; case 643: bar = 0.86; break; case 644: bar = 0.86; break; case 645: bar = 0.86; break; case 646: bar = 0.86; break; case 647: bar = 0.85; break; case 648: bar = 0.85; break; case 649: bar = 0.85; break; case 650: bar = 0.85; break; case 651: bar = 0.84; break; case 652: bar = 0.84; break; case 653: bar = 0.84; break; case 654: bar = 0.84; break; case 655: bar = 0.84; break; case 656: bar = 0.83; break; case 657: bar = 0.83; break; case 658: bar = 0.83; break; case 659: bar = 0.83; break; case 660: bar = 0.82; break; case 661: bar = 0.82; break; case 662: bar = 0.82; break; case 663: bar = 0.82; break; case 664: bar = 0.81; break; case 665: bar = 0.81; break; case 666: bar = 0.81; break; case 667: bar = 0.81; break; case 668: bar = 0.81; break; case 669: bar = 0.8; break; case 670: bar = 0.8; break; case 671: bar = 0.8; break; case 672: bar = 0.8; break; case 673: bar = 0.79; break; case 674: bar = 0.79; break; case 675: bar = 0.79; break; case 676: bar = 0.79; break; case 677: bar = 0.78; break; case 678: bar = 0.78; break; case 679: bar = 0.78; break; case 680: bar = 0.78; break; case 681: bar = 0.78; break; case 682: bar = 0.77; break; case 683: bar = 0.77; break; case 684: bar = 0.77; break; case 685: bar = 0.77; break; case 686: bar = 0.77; break; case 687: bar = 0.76; break; case 688: bar = 0.76; break; case 689: bar = 0.76; break; case 690: bar = 0.76; break; case 691: bar = 0.75; break; case 692: bar = 0.75; break; case 693: bar = 0.75; break; case 694: bar = 0.75; break; case 695: bar = 0.75; break; case 696: bar = 0.74; break; case 697: bar = 0.74; break; case 698: bar = 0.74; break; case 699: bar = 0.74; break; case 700: bar = 0.74; break; case 701: bar = 0.73; break; case 702: bar = 0.73; break; case 703: bar = 0.73; break; case 704: bar = 0.73; break; case 705: bar = 0.72; break; case 706: bar = 0.72; break; case 707: bar = 0.72; break; case 708: bar = 0.72; break; case 709: bar = 0.72; break; case 710: bar = 0.71; break; case 711: bar = 0.71; break; case 712: bar = 0.71; break; case 713: bar = 0.71; break; case 714: bar = 0.71; break; case 715: bar = 0.7; break; case 716: bar = 0.7; break; case 717: bar = 0.7; break; case 718: bar = 0.7; break; case 719: bar = 0.7; break; case 720: bar = 0.69; break; case 721: bar = 0.69; break; case 722: bar = 0.69; break; case 723: bar = 0.69; break; case 724: bar = 0.69; break; case 725: bar = 0.68; break; case 726: bar = 0.68; break; case 727: bar = 0.68; break; case 728: bar = 0.68; break; case 729: bar = 0.68; break; case 730: bar = 0.67; break; case 731: bar = 0.67; break; case 732: bar = 0.67; break; case 733: bar = 0.67; break; case 734: bar = 0.67; break; case 735: bar = 0.67; break; case 736: bar = 0.66; break; case 737: bar = 0.66; break; case 738: bar = 0.66; break; case 739: bar = 0.66; break; case 740: bar = 0.66; break; case 741: bar = 0.65; break; case 742: bar = 0.65; break; case 743: bar = 0.65; break; case 744: bar = 0.65; break; case 745: bar = 0.65; break; case 746: bar = 0.64; break; case 747: bar = 0.64; break; case 748: bar = 0.64; break; case 749: bar = 0.64; break; case 750: bar = 0.64; break; case 751: bar = 0.64; break; case 752: bar = 0.63; break; case 753: bar = 0.63; break; case 754: bar = 0.63; break; case 755: bar = 0.63; break; case 756: bar = 0.63; break; case 757: bar = 0.62; break; case 758: bar = 0.62; break; case 759: bar = 0.62; break; case 760: bar = 0.62; break; case 761: bar = 0.62; break; case 762: bar = 0.61; break; case 763: bar = 0.61; break; case 764: bar = 0.61; break; case 765: bar = 0.61; break; case 766: bar = 0.61; break; case 767: bar = 0.61; break; case 768: bar = 0.6; break; case 769: bar = 0.6; break; case 770: bar = 0.6; break; case 771: bar = 0.6; break; case 772: bar = 0.6; break; case 773: bar = 0.6; break; case 774: bar = 0.59; break; case 775: bar = 0.59; break; case 776: bar = 0.59; break; case 777: bar = 0.59; break; case 778: bar = 0.59; break; case 779: bar = 0.59; break; case 780: bar = 0.58; break; case 781: bar = 0.58; break; case 782: bar = 0.58; break; case 783: bar = 0.58; break; case 784: bar = 0.58; break; case 785: bar = 0.57; break; case 786: bar = 0.57; break; case 787: bar = 0.57; break; case 788: bar = 0.57; break; case 789: bar = 0.57; break; case 790: bar = 0.57; break; case 791: bar = 0.56; break; case 792: bar = 0.56; break; case 793: bar = 0.56; break; case 794: bar = 0.56; break; case 795: bar = 0.56; break; case 796: bar = 0.56; break; case 797: bar = 0.55; break; case 798: bar = 0.55; break; case 799: bar = 0.55; break; case 800: bar = 0.55; break; case 801: bar = 0.55; break; case 802: bar = 0.55; break; case 803: bar = 0.54; break; case 804: bar = 0.54; break; case 805: bar = 0.54; break; case 806: bar = 0.54; break; case 807: bar = 0.54; break; case 808: bar = 0.54; break; case 809: bar = 0.53; break; case 810: bar = 0.53; break; case 811: bar = 0.53; break; case 812: bar = 0.53; break; case 813: bar = 0.53; break; case 814: bar = 0.53; break; case 815: bar = 0.53; break; case 816: bar = 0.52; break; case 817: bar = 0.52; break; case 818: bar = 0.52; break; case 819: bar = 0.52; break; case 820: bar = 0.52; break; case 821: bar = 0.52; break; case 822: bar = 0.51; break; case 823: bar = 0.51; break; case 824: bar = 0.51; break; case 825: bar = 0.51; break; case 826: bar = 0.51; break; case 827: bar = 0.51; break; case 828: bar = 0.5; break; case 829: bar = 0.5; break; case 830: bar = 0.5; break; case 831: bar = 0.5; break; case 832: bar = 0.5; break; case 833: bar = 0.5; break; case 834: bar = 0.5; break; case 835: bar = 0.49; break; case 836: bar = 0.49; break; case 837: bar = 0.49; break; case 838: bar = 0.49; break; case 839: bar = 0.49; break; case 840: bar = 0.49; break; case 841: bar = 0.48; break; case 842: bar = 0.48; break; case 843: bar = 0.48; break; case 844: bar = 0.48; break; case 845: bar = 0.48; break; case 846: bar = 0.48; break; case 847: bar = 0.48; break; case 848: bar = 0.47; break; case 849: bar = 0.47; break; case 850: bar = 0.47; break; case 851: bar = 0.47; break; case 852: bar = 0.47; break; case 853: bar = 0.47; break; case 854: bar = 0.47; break; case 855: bar = 0.46; break; case 856: bar = 0.46; break; case 857: bar = 0.46; break; case 858: bar = 0.46; break; case 859: bar = 0.46; break; case 860: bar = 0.46; break; case 861: bar = 0.46; break; case 862: bar = 0.45; break; case 863: bar = 0.45; break; case 864: bar = 0.45; break; case 865: bar = 0.45; break; case 866: bar = 0.45; break; case 867: bar = 0.45; break; case 868: bar = 0.45; break; case 869: bar = 0.44; break; case 870: bar = 0.44; break; case 871: bar = 0.44; break; case 872: bar = 0.44; break; case 873: bar = 0.44; break; case 874: bar = 0.44; break; case 875: bar = 0.44; break; case 876: bar = 0.43; break; case 877: bar = 0.43; break; case 878: bar = 0.43; break; case 879: bar = 0.43; break; case 880: bar = 0.43; break; case 881: bar = 0.43; break; case 882: bar = 0.43; break; case 883: bar = 0.42; break; case 884: bar = 0.42; break; case 885: bar = 0.42; break; case 886: bar = 0.42; break; case 887: bar = 0.42; break; case 888: bar = 0.42; break; case 889: bar = 0.42; break; case 890: bar = 0.41; break; case 891: bar = 0.41; break; case 892: bar = 0.41; break; case 893: bar = 0.41; break; case 894: bar = 0.41; break; case 895: bar = 0.41; break; case 896: bar = 0.41; break; case 897: bar = 0.41; break; case 898: bar = 0.4; break; case 899: bar = 0.4; break; case 900: bar = 0.4; break; case 901: bar = 0.4; break; case 902: bar = 0.4; break; case 903: bar = 0.4; break; case 904: bar = 0.4; break; case 905: bar = 0.39; break; case 906: bar = 0.39; break; case 907: bar = 0.39; break; case 908: bar = 0.39; break; case 909: bar = 0.39; break; case 910: bar = 0.39; break; case 911: bar = 0.39; break; case 912: bar = 0.39; break; case 913: bar = 0.38; break; case 914: bar = 0.38; break; case 915: bar = 0.38; break; case 916: bar = 0.38; break; case 917: bar = 0.38; break; case 918: bar = 0.38; break; case 919: bar = 0.38; break; case 920: bar = 0.38; break; case 921: bar = 0.37; break; case 922: bar = 0.37; break; case 923: bar = 0.37; break; case 924: bar = 0.37; break; case 925: bar = 0.37; break; case 926: bar = 0.37; break; case 927: bar = 0.37; break; case 928: bar = 0.37; break; case 929: bar = 0.36; break; case 930: bar = 0.36; break; case 931: bar = 0.36; break; case 932: bar = 0.36; break; case 933: bar = 0.36; break; case 934: bar = 0.36; break; case 935: bar = 0.36; break; case 936: bar = 0.36; break; case 937: bar = 0.35; break; case 938: bar = 0.35; break; case 939: bar = 0.35; break; case 940: bar = 0.35; break; case 941: bar = 0.35; break; case 942: bar = 0.35; break; case 943: bar = 0.35; break; case 944: bar = 0.35; break; case 945: bar = 0.34; break; case 946: bar = 0.34; break; case 947: bar = 0.34; break; case 948: bar = 0.34; break; case 949: bar = 0.34; break; case 950: bar = 0.34; break; case 951: bar = 0.34; break; case 952: bar = 0.34; break; case 953: bar = 0.33; break; case 954: bar = 0.33; break; case 955: bar = 0.33; break; case 956: bar = 0.33; break; case 957: bar = 0.33; break; case 958: bar = 0.33; break; case 959: bar = 0.33; break; case 960: bar = 0.33; break; case 961: bar = 0.32; break; case 962: bar = 0.32; break; case 963: bar = 0.32; break; case 964: bar = 0.32; break; case 965: bar = 0.32; break; case 966: bar = 0.32; break; case 967: bar = 0.32; break; case 968: bar = 0.32; break; case 969: bar = 0.32; break; case 970: bar = 0.31; break; case 971: bar = 0.31; break; case 972: bar = 0.31; break; case 973: bar = 0.31; break; case 974: bar = 0.31; break; case 975: bar = 0.31; break; case 976: bar = 0.31; break; case 977: bar = 0.31; break; case 978: bar = 0.3; break; case 979: bar = 0.3; break; case 980: bar = 0.3; break; case 981: bar = 0.3; break; case 982: bar = 0.3; break; case 983: bar = 0.3; break; case 984: bar = 0.3; break; case 985: bar = 0.3; break; case 986: bar = 0.3; break; case 987: bar = 0.29; break; case 988: bar = 0.29; break; case 989: bar = 0.29; break; case 990: bar = 0.29; break; case 991: bar = 0.29; break; case 992: bar = 0.29; break; case 993: bar = 0.29; break; case 994: bar = 0.29; break; case 995: bar = 0.29; break; case 996: bar = 0.28; break; case 997: bar = 0.28; break; case 998: bar = 0.28; break; case 999: bar = 0.28; break; case 1000: bar = 0.28; break; case 1001: bar = 0.28; break; case 1002: bar = 0.28; break; case 1003: bar = 0.28; break; case 1004: bar = 0.28; break; case 1005: bar = 0.27; break; case 1006: bar = 0.27; break; case 1007: bar = 0.27; break; case 1008: bar = 0.27; break; case 1009: bar = 0.27; break; case 1010: bar = 0.27; break; case 1011: bar = 0.27; break; case 1012: bar = 0.27; break; case 1013: bar = 0.27; break; case 1014: bar = 0.26; break; case 1015: bar = 0.26; break; case 1016: bar = 0.26; break; case 1017: bar = 0.26; break; case 1018: bar = 0.26; break; case 1019: bar = 0.26; break; case 1020: bar = 0.26; break; case 1021: bar = 0.26; break; case 1022: bar = 0.26; break; case 1023: bar = 0.26; break; case 1024: bar = 0.25; break;
case 41: bar = 16.3; break; | case 41: bar = 16.3; break; case 42: bar = 15.98; break; case 43: bar = 15.67; break; case 44: bar = 15.37; break; case 45: bar = 15.08; break; case 46: bar = 14.81; break; case 47: bar = 14.54; break; case 48: bar = 14.28; break; case 49: bar = 14.04; break; case 50: bar = 13.8; break; case 51: bar = 13.57; break; case 52: bar = 13.35; break; case 53: bar = 13.13; break; case 54: bar = 12.93; break; case 55: bar = 12.73; break; case 56: bar = 12.53; break; case 57: bar = 12.34; break; case 58: bar = 12.16; break; case 59: bar = 11.98; break; case 60: bar = 11.81; break; case 61: bar = 11.65; break; case 62: bar = 11.48; break; case 63: bar = 11.33; break; case 64: bar = 11.17; break; case 65: bar = 11.02; break; case 66: bar = 10.88; break; case 67: bar = 10.74; break; case 68: bar = 10.6; break; case 69: bar = 10.47; break; case 70: bar = 10.34; break; case 71: bar = 10.21; break; case 72: bar = 10.09; break; case 73: bar = 9.97; break; case 74: bar = 9.85; break; case 75: bar = 9.73; break; case 76: bar = 9.62; break; case 77: bar = 9.51; break; case 78: bar = 9.4; break; case 79: bar = 9.3; break; case 80: bar = 9.19; break; case 81: bar = 9.09; break; case 82: bar = 9; break; case 83: bar = 8.9; break; case 84: bar = 8.81; break; case 85: bar = 8.71; break; case 86: bar = 8.62; break; case 87: bar = 8.53; break; case 88: bar = 8.45; break; case 89: bar = 8.36; break; case 90: bar = 8.28; break; case 91: bar = 8.2; break; case 92: bar = 8.12; break; case 93: bar = 8.04; break; case 94: bar = 7.96; break; case 95: bar = 7.89; break; case 96: bar = 7.81; break; case 97: bar = 7.74; break; case 98: bar = 7.67; break; case 99: bar = 7.6; break; case 100: bar = 7.53; break; case 101: bar = 7.46; break; case 102: bar = 7.4; break; case 103: bar = 7.33; break; case 104: bar = 7.27; break; case 105: bar = 7.2; break; case 106: bar = 7.14; break; case 107: bar = 7.08; break; case 108: bar = 7.02; break; case 109: bar = 6.96; break; case 110: bar = 6.9; break; case 111: bar = 6.85; break; case 112: bar = 6.79; break; case 113: bar = 6.74; break; case 114: bar = 6.68; break; case 115: bar = 6.63; break; case 116: bar = 6.57; break; case 117: bar = 6.52; break; case 118: bar = 6.47; break; case 119: bar = 6.42; break; case 120: bar = 6.37; break; case 121: bar = 6.32; break; case 122: bar = 6.27; break; case 123: bar = 6.23; break; case 124: bar = 6.18; break; case 125: bar = 6.13; break; case 126: bar = 6.09; break; case 127: bar = 6.04; break; case 128: bar = 6; break; case 129: bar = 5.95; break; case 130: bar = 5.91; break; case 131: bar = 5.87; break; case 132: bar = 5.83; break; case 133: bar = 5.79; break; case 134: bar = 5.75; break; case 135: bar = 5.71; break; case 136: bar = 5.67; break; case 137: bar = 5.63; break; case 138: bar = 5.59; break; case 139: bar = 5.55; break; case 140: bar = 5.51; break; case 141: bar = 5.47; break; case 142: bar = 5.44; break; case 143: bar = 5.4; break; case 144: bar = 5.37; break; case 145: bar = 5.33; break; case 146: bar = 5.3; break; case 147: bar = 5.26; break; case 148: bar = 5.23; break; case 149: bar = 5.19; break; case 150: bar = 5.16; break; case 151: bar = 5.13; break; case 152: bar = 5.09; break; case 153: bar = 5.06; break; case 154: bar = 5.03; break; case 155: bar = 5; break; case 156: bar = 4.97; break; case 157: bar = 4.94; break; case 158: bar = 4.91; break; case 159: bar = 4.88; break; case 160: bar = 4.85; break; case 161: bar = 4.82; break; case 162: bar = 4.79; break; case 163: bar = 4.76; break; case 164: bar = 4.73; break; case 165: bar = 4.7; break; case 166: bar = 4.68; break; case 167: bar = 4.65; break; case 168: bar = 4.62; break; case 169: bar = 4.59; break; case 170: bar = 4.57; break; case 171: bar = 4.54; break; case 172: bar = 4.52; break; case 173: bar = 4.49; break; case 174: bar = 4.46; break; case 175: bar = 4.44; break; case 176: bar = 4.41; break; case 177: bar = 4.39; break; case 178: bar = 4.36; break; case 179: bar = 4.34; break; case 180: bar = 4.32; break; case 181: bar = 4.29; break; case 182: bar = 4.27; break; case 183: bar = 4.25; break; case 184: bar = 4.22; break; case 185: bar = 4.2; break; case 186: bar = 4.18; break; case 187: bar = 4.15; break; case 188: bar = 4.13; break; case 189: bar = 4.11; break; case 190: bar = 4.09; break; case 191: bar = 4.07; break; case 192: bar = 4.05; break; case 193: bar = 4.02; break; case 194: bar = 4; break; case 195: bar = 3.98; break; case 196: bar = 3.96; break; case 197: bar = 3.94; break; case 198: bar = 3.92; break; case 199: bar = 3.9; break; case 200: bar = 3.88; break; case 201: bar = 3.86; break; case 202: bar = 3.84; break; case 203: bar = 3.82; break; case 204: bar = 3.8; break; case 205: bar = 3.78; break; case 206: bar = 3.77; break; case 207: bar = 3.75; break; case 208: bar = 3.73; break; case 209: bar = 3.71; break; case 210: bar = 3.69; break; case 211: bar = 3.67; break; case 212: bar = 3.66; break; case 213: bar = 3.64; break; case 214: bar = 3.62; break; case 215: bar = 3.6; break; case 216: bar = 3.59; break; case 217: bar = 3.57; break; case 218: bar = 3.55; break; case 219: bar = 3.53; break; case 220: bar = 3.52; break; case 221: bar = 3.5; break; case 222: bar = 3.48; break; case 223: bar = 3.47; break; case 224: bar = 3.45; break; case 225: bar = 3.44; break; case 226: bar = 3.42; break; case 227: bar = 3.4; break; case 228: bar = 3.39; break; case 229: bar = 3.37; break; case 230: bar = 3.36; break; case 231: bar = 3.34; break; case 232: bar = 3.33; break; case 233: bar = 3.31; break; case 234: bar = 3.3; break; case 235: bar = 3.28; break; case 236: bar = 3.27; break; case 237: bar = 3.25; break; case 238: bar = 3.24; break; case 239: bar = 3.22; break; case 240: bar = 3.21; break; case 241: bar = 3.19; break; case 242: bar = 3.18; break; case 243: bar = 3.17; break; case 244: bar = 3.15; break; case 245: bar = 3.14; break; case 246: bar = 3.12; break; case 247: bar = 3.11; break; case 248: bar = 3.1; break; case 249: bar = 3.08; break; case 250: bar = 3.07; break; case 251: bar = 3.06; break; case 252: bar = 3.04; break; case 253: bar = 3.03; break; case 254: bar = 3.02; break; case 255: bar = 3.01; break; case 256: bar = 2.99; break; case 257: bar = 2.98; break; case 258: bar = 2.97; break; case 259: bar = 2.96; break; case 260: bar = 2.94; break; case 261: bar = 2.93; break; case 262: bar = 2.92; break; case 263: bar = 2.91; break; case 264: bar = 2.89; break; case 265: bar = 2.88; break; case 266: bar = 2.87; break; case 267: bar = 2.86; break; case 268: bar = 2.85; break; case 269: bar = 2.83; break; case 270: bar = 2.82; break; case 271: bar = 2.81; break; case 272: bar = 2.8; break; case 273: bar = 2.79; break; case 274: bar = 2.78; break; case 275: bar = 2.77; break; case 276: bar = 2.76; break; case 277: bar = 2.74; break; case 278: bar = 2.73; break; case 279: bar = 2.72; break; case 280: bar = 2.71; break; case 281: bar = 2.7; break; case 282: bar = 2.69; break; case 283: bar = 2.68; break; case 284: bar = 2.67; break; case 285: bar = 2.66; break; case 286: bar = 2.65; break; case 287: bar = 2.64; break; case 288: bar = 2.63; break; case 289: bar = 2.62; break; case 290: bar = 2.61; break; case 291: bar = 2.6; break; case 292: bar = 2.59; break; case 293: bar = 2.58; break; case 294: bar = 2.57; break; case 295: bar = 2.56; break; case 296: bar = 2.55; break; case 297: bar = 2.54; break; case 298: bar = 2.53; break; case 299: bar = 2.52; break; case 300: bar = 2.51; break; case 301: bar = 2.5; break; case 302: bar = 2.49; break; case 303: bar = 2.48; break; case 304: bar = 2.47; break; case 305: bar = 2.46; break; case 306: bar = 2.45; break; case 307: bar = 2.44; break; case 308: bar = 2.43; break; case 309: bar = 2.42; break; case 310: bar = 2.41; break; case 311: bar = 2.41; break; case 312: bar = 2.4; break; case 313: bar = 2.39; break; case 314: bar = 2.38; break; case 315: bar = 2.37; break; case 316: bar = 2.36; break; case 317: bar = 2.35; break; case 318: bar = 2.34; break; case 319: bar = 2.34; break; case 320: bar = 2.33; break; case 321: bar = 2.32; break; case 322: bar = 2.31; break; case 323: bar = 2.3; break; case 324: bar = 2.29; break; case 325: bar = 2.28; break; case 326: bar = 2.28; break; case 327: bar = 2.27; break; case 328: bar = 2.26; break; case 329: bar = 2.25; break; case 330: bar = 2.24; break; case 331: bar = 2.24; break; case 332: bar = 2.23; break; case 333: bar = 2.22; break; case 334: bar = 2.21; break; case 335: bar = 2.2; break; case 336: bar = 2.2; break; case 337: bar = 2.19; break; case 338: bar = 2.18; break; case 339: bar = 2.17; break; case 340: bar = 2.17; break; case 341: bar = 2.16; break; case 342: bar = 2.15; break; case 343: bar = 2.14; break; case 344: bar = 2.13; break; case 345: bar = 2.13; break; case 346: bar = 2.12; break; case 347: bar = 2.11; break; case 348: bar = 2.11; break; case 349: bar = 2.1; break; case 350: bar = 2.09; break; case 351: bar = 2.08; break; case 352: bar = 2.08; break; case 353: bar = 2.07; break; case 354: bar = 2.06; break; case 355: bar = 2.05; break; case 356: bar = 2.05; break; case 357: bar = 2.04; break; case 358: bar = 2.03; break; case 359: bar = 2.03; break; case 360: bar = 2.02; break; case 361: bar = 2.01; break; case 362: bar = 2.01; break; case 363: bar = 2; break; case 364: bar = 1.99; break; case 365: bar = 1.99; break; case 366: bar = 1.98; break; case 367: bar = 1.97; break; case 368: bar = 1.97; break; case 369: bar = 1.96; break; case 370: bar = 1.95; break; case 371: bar = 1.95; break; case 372: bar = 1.94; break; case 373: bar = 1.93; break; case 374: bar = 1.93; break; case 375: bar = 1.92; break; case 376: bar = 1.91; break; case 377: bar = 1.91; break; case 378: bar = 1.9; break; case 379: bar = 1.89; break; case 380: bar = 1.89; break; case 381: bar = 1.88; break; case 382: bar = 1.88; break; case 383: bar = 1.87; break; case 384: bar = 1.86; break; case 385: bar = 1.86; break; case 386: bar = 1.85; break; case 387: bar = 1.85; break; case 388: bar = 1.84; break; case 389: bar = 1.83; break; case 390: bar = 1.83; break; case 391: bar = 1.82; break; case 392: bar = 1.82; break; case 393: bar = 1.81; break; case 394: bar = 1.8; break; case 395: bar = 1.8; break; case 396: bar = 1.79; break; case 397: bar = 1.79; break; case 398: bar = 1.78; break; case 399: bar = 1.77; break; case 400: bar = 1.77; break; case 401: bar = 1.76; break; case 402: bar = 1.76; break; case 403: bar = 1.75; break; case 404: bar = 1.75; break; case 405: bar = 1.74; break; case 406: bar = 1.73; break; case 407: bar = 1.73; break; case 408: bar = 1.72; break; case 409: bar = 1.72; break; case 410: bar = 1.71; break; case 411: bar = 1.71; break; case 412: bar = 1.7; break; case 413: bar = 1.7; break; case 414: bar = 1.69; break; case 415: bar = 1.69; break; case 416: bar = 1.68; break; case 417: bar = 1.67; break; case 418: bar = 1.67; break; case 419: bar = 1.66; break; case 420: bar = 1.66; break; case 421: bar = 1.65; break; case 422: bar = 1.65; break; case 423: bar = 1.64; break; case 424: bar = 1.64; break; case 425: bar = 1.63; break; case 426: bar = 1.63; break; case 427: bar = 1.62; break; case 428: bar = 1.62; break; case 429: bar = 1.61; break; case 430: bar = 1.61; break; case 431: bar = 1.6; break; case 432: bar = 1.6; break; case 433: bar = 1.59; break; case 434: bar = 1.59; break; case 435: bar = 1.58; break; case 436: bar = 1.58; break; case 437: bar = 1.57; break; case 438: bar = 1.57; break; case 439: bar = 1.56; break; case 440: bar = 1.56; break; case 441: bar = 1.55; break; case 442: bar = 1.55; break; case 443: bar = 1.54; break; case 444: bar = 1.54; break; case 445: bar = 1.53; break; case 446: bar = 1.53; break; case 447: bar = 1.53; break; case 448: bar = 1.52; break; case 449: bar = 1.52; break; case 450: bar = 1.51; break; case 451: bar = 1.51; break; case 452: bar = 1.5; break; case 453: bar = 1.5; break; case 454: bar = 1.49; break; case 455: bar = 1.49; break; case 456: bar = 1.48; break; case 457: bar = 1.48; break; case 458: bar = 1.47; break; case 459: bar = 1.47; break; case 460: bar = 1.47; break; case 461: bar = 1.46; break; case 462: bar = 1.46; break; case 463: bar = 1.45; break; case 464: bar = 1.45; break; case 465: bar = 1.44; break; case 466: bar = 1.44; break; case 467: bar = 1.44; break; case 468: bar = 1.43; break; case 469: bar = 1.43; break; case 470: bar = 1.42; break; case 471: bar = 1.42; break; case 472: bar = 1.41; break; case 473: bar = 1.41; break; case 474: bar = 1.41; break; case 475: bar = 1.4; break; case 476: bar = 1.4; break; case 477: bar = 1.39; break; case 478: bar = 1.39; break; case 479: bar = 1.38; break; case 480: bar = 1.38; break; case 481: bar = 1.38; break; case 482: bar = 1.37; break; case 483: bar = 1.37; break; case 484: bar = 1.36; break; case 485: bar = 1.36; break; case 486: bar = 1.36; break; case 487: bar = 1.35; break; case 488: bar = 1.35; break; case 489: bar = 1.34; break; case 490: bar = 1.34; break; case 491: bar = 1.34; break; case 492: bar = 1.33; break; case 493: bar = 1.33; break; case 494: bar = 1.32; break; case 495: bar = 1.32; break; case 496: bar = 1.32; break; case 497: bar = 1.31; break; case 498: bar = 1.31; break; case 499: bar = 1.3; break; case 500: bar = 1.3; break; case 501: bar = 1.3; break; case 502: bar = 1.29; break; case 503: bar = 1.29; break; case 504: bar = 1.29; break; case 505: bar = 1.28; break; case 506: bar = 1.28; break; case 507: bar = 1.27; break; case 508: bar = 1.27; break; case 509: bar = 1.27; break; case 510: bar = 1.26; break; case 511: bar = 1.26; break; case 512: bar = 1.26; break; case 513: bar = 1.25; break; case 514: bar = 1.25; break; case 515: bar = 1.24; break; case 516: bar = 1.24; break; case 517: bar = 1.24; break; case 518: bar = 1.23; break; case 519: bar = 1.23; break; case 520: bar = 1.23; break; case 521: bar = 1.22; break; case 522: bar = 1.22; break; case 523: bar = 1.22; break; case 524: bar = 1.21; break; case 525: bar = 1.21; break; case 526: bar = 1.21; break; case 527: bar = 1.2; break; case 528: bar = 1.2; break; case 529: bar = 1.2; break; case 530: bar = 1.19; break; case 531: bar = 1.19; break; case 532: bar = 1.18; break; case 533: bar = 1.18; break; case 534: bar = 1.18; break; case 535: bar = 1.17; break; case 536: bar = 1.17; break; case 537: bar = 1.17; break; case 538: bar = 1.16; break; case 539: bar = 1.16; break; case 540: bar = 1.16; break; case 541: bar = 1.15; break; case 542: bar = 1.15; break; case 543: bar = 1.15; break; case 544: bar = 1.14; break; case 545: bar = 1.14; break; case 546: bar = 1.14; break; case 547: bar = 1.13; break; case 548: bar = 1.13; break; case 549: bar = 1.13; break; case 550: bar = 1.12; break; case 551: bar = 1.12; break; case 552: bar = 1.12; break; case 553: bar = 1.12; break; case 554: bar = 1.11; break; case 555: bar = 1.11; break; case 556: bar = 1.11; break; case 557: bar = 1.1; break; case 558: bar = 1.1; break; case 559: bar = 1.1; break; case 560: bar = 1.09; break; case 561: bar = 1.09; break; case 562: bar = 1.09; break; case 563: bar = 1.08; break; case 564: bar = 1.08; break; case 565: bar = 1.08; break; case 566: bar = 1.07; break; case 567: bar = 1.07; break; case 568: bar = 1.07; break; case 569: bar = 1.07; break; case 570: bar = 1.06; break; case 571: bar = 1.06; break; case 572: bar = 1.06; break; case 573: bar = 1.05; break; case 574: bar = 1.05; break; case 575: bar = 1.05; break; case 576: bar = 1.04; break; case 577: bar = 1.04; break; case 578: bar = 1.04; break; case 579: bar = 1.04; break; case 580: bar = 1.03; break; case 581: bar = 1.03; break; case 582: bar = 1.03; break; case 583: bar = 1.02; break; case 584: bar = 1.02; break; case 585: bar = 1.02; break; case 586: bar = 1.02; break; case 587: bar = 1.01; break; case 588: bar = 1.01; break; case 589: bar = 1.01; break; case 590: bar = 1; break; case 591: bar = 1; break; case 592: bar = 1; break; case 593: bar = 1; break; case 594: bar = 0.99; break; case 595: bar = 0.99; break; case 596: bar = 0.99; break; case 597: bar = 0.98; break; case 598: bar = 0.98; break; case 599: bar = 0.98; break; case 600: bar = 0.98; break; case 601: bar = 0.97; break; case 602: bar = 0.97; break; case 603: bar = 0.97; break; case 604: bar = 0.96; break; case 605: bar = 0.96; break; case 606: bar = 0.96; break; case 607: bar = 0.96; break; case 608: bar = 0.95; break; case 609: bar = 0.95; break; case 610: bar = 0.95; break; case 611: bar = 0.95; break; case 612: bar = 0.94; break; case 613: bar = 0.94; break; case 614: bar = 0.94; break; case 615: bar = 0.94; break; case 616: bar = 0.93; break; case 617: bar = 0.93; break; case 618: bar = 0.93; break; case 619: bar = 0.92; break; case 620: bar = 0.92; break; case 621: bar = 0.92; break; case 622: bar = 0.92; break; case 623: bar = 0.91; break; case 624: bar = 0.91; break; case 625: bar = 0.91; break; case 626: bar = 0.91; break; case 627: bar = 0.9; break; case 628: bar = 0.9; break; case 629: bar = 0.9; break; case 630: bar = 0.9; break; case 631: bar = 0.89; break; case 632: bar = 0.89; break; case 633: bar = 0.89; break; case 634: bar = 0.89; break; case 635: bar = 0.88; break; case 636: bar = 0.88; break; case 637: bar = 0.88; break; case 638: bar = 0.88; break; case 639: bar = 0.87; break; case 640: bar = 0.87; break; case 641: bar = 0.87; break; case 642: bar = 0.87; break; case 643: bar = 0.86; break; case 644: bar = 0.86; break; case 645: bar = 0.86; break; case 646: bar = 0.86; break; case 647: bar = 0.85; break; case 648: bar = 0.85; break; case 649: bar = 0.85; break; case 650: bar = 0.85; break; case 651: bar = 0.84; break; case 652: bar = 0.84; break; case 653: bar = 0.84; break; case 654: bar = 0.84; break; case 655: bar = 0.84; break; case 656: bar = 0.83; break; case 657: bar = 0.83; break; case 658: bar = 0.83; break; case 659: bar = 0.83; break; case 660: bar = 0.82; break; case 661: bar = 0.82; break; case 662: bar = 0.82; break; case 663: bar = 0.82; break; case 664: bar = 0.81; break; case 665: bar = 0.81; break; case 666: bar = 0.81; break; case 667: bar = 0.81; break; case 668: bar = 0.81; break; case 669: bar = 0.8; break; case 670: bar = 0.8; break; case 671: bar = 0.8; break; case 672: bar = 0.8; break; case 673: bar = 0.79; break; case 674: bar = 0.79; break; case 675: bar = 0.79; break; case 676: bar = 0.79; break; case 677: bar = 0.78; break; case 678: bar = 0.78; break; case 679: bar = 0.78; break; case 680: bar = 0.78; break; case 681: bar = 0.78; break; case 682: bar = 0.77; break; case 683: bar = 0.77; break; case 684: bar = 0.77; break; case 685: bar = 0.77; break; case 686: bar = 0.77; break; case 687: bar = 0.76; break; case 688: bar = 0.76; break; case 689: bar = 0.76; break; case 690: bar = 0.76; break; case 691: bar = 0.75; break; case 692: bar = 0.75; break; case 693: bar = 0.75; break; case 694: bar = 0.75; break; case 695: bar = 0.75; break; case 696: bar = 0.74; break; case 697: bar = 0.74; break; case 698: bar = 0.74; break; case 699: bar = 0.74; break; case 700: bar = 0.74; break; case 701: bar = 0.73; break; case 702: bar = 0.73; break; case 703: bar = 0.73; break; case 704: bar = 0.73; break; case 705: bar = 0.72; break; case 706: bar = 0.72; break; case 707: bar = 0.72; break; case 708: bar = 0.72; break; case 709: bar = 0.72; break; case 710: bar = 0.71; break; case 711: bar = 0.71; break; case 712: bar = 0.71; break; case 713: bar = 0.71; break; case 714: bar = 0.71; break; case 715: bar = 0.7; break; case 716: bar = 0.7; break; case 717: bar = 0.7; break; case 718: bar = 0.7; break; case 719: bar = 0.7; break; case 720: bar = 0.69; break; case 721: bar = 0.69; break; case 722: bar = 0.69; break; case 723: bar = 0.69; break; case 724: bar = 0.69; break; case 725: bar = 0.68; break; case 726: bar = 0.68; break; case 727: bar = 0.68; break; case 728: bar = 0.68; break; case 729: bar = 0.68; break; case 730: bar = 0.67; break; case 731: bar = 0.67; break; case 732: bar = 0.67; break; case 733: bar = 0.67; break; case 734: bar = 0.67; break; case 735: bar = 0.67; break; case 736: bar = 0.66; break; case 737: bar = 0.66; break; case 738: bar = 0.66; break; case 739: bar = 0.66; break; case 740: bar = 0.66; break; case 741: bar = 0.65; break; case 742: bar = 0.65; break; case 743: bar = 0.65; break; case 744: bar = 0.65; break; case 745: bar = 0.65; break; case 746: bar = 0.64; break; case 747: bar = 0.64; break; case 748: bar = 0.64; break; case 749: bar = 0.64; break; case 750: bar = 0.64; break; case 751: bar = 0.64; break; case 752: bar = 0.63; break; case 753: bar = 0.63; break; case 754: bar = 0.63; break; case 755: bar = 0.63; break; case 756: bar = 0.63; break; case 757: bar = 0.62; break; case 758: bar = 0.62; break; case 759: bar = 0.62; break; case 760: bar = 0.62; break; case 761: bar = 0.62; break; case 762: bar = 0.61; break; case 763: bar = 0.61; break; case 764: bar = 0.61; break; case 765: bar = 0.61; break; case 766: bar = 0.61; break; case 767: bar = 0.61; break; case 768: bar = 0.6; break; case 769: bar = 0.6; break; case 770: bar = 0.6; break; case 771: bar = 0.6; break; case 772: bar = 0.6; break; case 773: bar = 0.6; break; case 774: bar = 0.59; break; case 775: bar = 0.59; break; case 776: bar = 0.59; break; case 777: bar = 0.59; break; case 778: bar = 0.59; break; case 779: bar = 0.59; break; case 780: bar = 0.58; break; case 781: bar = 0.58; break; case 782: bar = 0.58; break; case 783: bar = 0.58; break; case 784: bar = 0.58; break; case 785: bar = 0.57; break; case 786: bar = 0.57; break; case 787: bar = 0.57; break; case 788: bar = 0.57; break; case 789: bar = 0.57; break; case 790: bar = 0.57; break; case 791: bar = 0.56; break; case 792: bar = 0.56; break; case 793: bar = 0.56; break; case 794: bar = 0.56; break; case 795: bar = 0.56; break; case 796: bar = 0.56; break; case 797: bar = 0.55; break; case 798: bar = 0.55; break; case 799: bar = 0.55; break; case 800: bar = 0.55; break; case 801: bar = 0.55; break; case 802: bar = 0.55; break; case 803: bar = 0.54; break; case 804: bar = 0.54; break; case 805: bar = 0.54; break; case 806: bar = 0.54; break; case 807: bar = 0.54; break; case 808: bar = 0.54; break; case 809: bar = 0.53; break; case 810: bar = 0.53; break; case 811: bar = 0.53; break; case 812: bar = 0.53; break; case 813: bar = 0.53; break; case 814: bar = 0.53; break; case 815: bar = 0.53; break; case 816: bar = 0.52; break; case 817: bar = 0.52; break; case 818: bar = 0.52; break; case 819: bar = 0.52; break; case 820: bar = 0.52; break; case 821: bar = 0.52; break; case 822: bar = 0.51; break; case 823: bar = 0.51; break; case 824: bar = 0.51; break; case 825: bar = 0.51; break; case 826: bar = 0.51; break; case 827: bar = 0.51; break; case 828: bar = 0.5; break; case 829: bar = 0.5; break; case 830: bar = 0.5; break; case 831: bar = 0.5; break; case 832: bar = 0.5; break; case 833: bar = 0.5; break; case 834: bar = 0.5; break; case 835: bar = 0.49; break; case 836: bar = 0.49; break; case 837: bar = 0.49; break; case 838: bar = 0.49; break; case 839: bar = 0.49; break; case 840: bar = 0.49; break; case 841: bar = 0.48; break; case 842: bar = 0.48; break; case 843: bar = 0.48; break; case 844: bar = 0.48; break; case 845: bar = 0.48; break; case 846: bar = 0.48; break; case 847: bar = 0.48; break; case 848: bar = 0.47; break; case 849: bar = 0.47; break; case 850: bar = 0.47; break; case 851: bar = 0.47; break; case 852: bar = 0.47; break; case 853: bar = 0.47; break; case 854: bar = 0.47; break; case 855: bar = 0.46; break; case 856: bar = 0.46; break; case 857: bar = 0.46; break; case 858: bar = 0.46; break; case 859: bar = 0.46; break; case 860: bar = 0.46; break; case 861: bar = 0.46; break; case 862: bar = 0.45; break; case 863: bar = 0.45; break; case 864: bar = 0.45; break; case 865: bar = 0.45; break; case 866: bar = 0.45; break; case 867: bar = 0.45; break; case 868: bar = 0.45; break; case 869: bar = 0.44; break; case 870: bar = 0.44; break; case 871: bar = 0.44; break; case 872: bar = 0.44; break; case 873: bar = 0.44; break; case 874: bar = 0.44; break; case 875: bar = 0.44; break; case 876: bar = 0.43; break; case 877: bar = 0.43; break; case 878: bar = 0.43; break; case 879: bar = 0.43; break; case 880: bar = 0.43; break; case 881: bar = 0.43; break; case 882: bar = 0.43; break; case 883: bar = 0.42; break; case 884: bar = 0.42; break; case 885: bar = 0.42; break; case 886: bar = 0.42; break; case 887: bar = 0.42; break; case 888: bar = 0.42; break; case 889: bar = 0.42; break; case 890: bar = 0.41; break; case 891: bar = 0.41; break; case 892: bar = 0.41; break; case 893: bar = 0.41; break; case 894: bar = 0.41; break; case 895: bar = 0.41; break; case 896: bar = 0.41; break; case 897: bar = 0.41; break; case 898: bar = 0.4; break; case 899: bar = 0.4; break; case 900: bar = 0.4; break; case 901: bar = 0.4; break; case 902: bar = 0.4; break; case 903: bar = 0.4; break; case 904: bar = 0.4; break; case 905: bar = 0.39; break; case 906: bar = 0.39; break; case 907: bar = 0.39; break; case 908: bar = 0.39; break; case 909: bar = 0.39; break; case 910: bar = 0.39; break; case 911: bar = 0.39; break; case 912: bar = 0.39; break; case 913: bar = 0.38; break; case 914: bar = 0.38; break; case 915: bar = 0.38; break; case 916: bar = 0.38; break; case 917: bar = 0.38; break; case 918: bar = 0.38; break; case 919: bar = 0.38; break; case 920: bar = 0.38; break; case 921: bar = 0.37; break; case 922: bar = 0.37; break; case 923: bar = 0.37; break; case 924: bar = 0.37; break; case 925: bar = 0.37; break; case 926: bar = 0.37; break; case 927: bar = 0.37; break; case 928: bar = 0.37; break; case 929: bar = 0.36; break; case 930: bar = 0.36; break; case 931: bar = 0.36; break; case 932: bar = 0.36; break; case 933: bar = 0.36; break; case 934: bar = 0.36; break; case 935: bar = 0.36; break; case 936: bar = 0.36; break; case 937: bar = 0.35; break; case 938: bar = 0.35; break; case 939: bar = 0.35; break; case 940: bar = 0.35; break; case 941: bar = 0.35; break; case 942: bar = 0.35; break; case 943: bar = 0.35; break; case 944: bar = 0.35; break; case 945: bar = 0.34; break; case 946: bar = 0.34; break; case 947: bar = 0.34; break; case 948: bar = 0.34; break; case 949: bar = 0.34; break; case 950: bar = 0.34; break; case 951: bar = 0.34; break; case 952: bar = 0.34; break; case 953: bar = 0.33; break; case 954: bar = 0.33; break; case 955: bar = 0.33; break; case 956: bar = 0.33; break; case 957: bar = 0.33; break; case 958: bar = 0.33; break; case 959: bar = 0.33; break; case 960: bar = 0.33; break; case 961: bar = 0.32; break; case 962: bar = 0.32; break; case 963: bar = 0.32; break; case 964: bar = 0.32; break; case 965: bar = 0.32; break; case 966: bar = 0.32; break; case 967: bar = 0.32; break; case 968: bar = 0.32; break; case 969: bar = 0.32; break; case 970: bar = 0.31; break; case 971: bar = 0.31; break; case 972: bar = 0.31; break; case 973: bar = 0.31; break; case 974: bar = 0.31; break; case 975: bar = 0.31; break; case 976: bar = 0.31; break; case 977: bar = 0.31; break; case 978: bar = 0.3; break; case 979: bar = 0.3; break; case 980: bar = 0.3; break; case 981: bar = 0.3; break; case 982: bar = 0.3; break; case 983: bar = 0.3; break; case 984: bar = 0.3; break; case 985: bar = 0.3; break; case 986: bar = 0.3; break; case 987: bar = 0.29; break; case 988: bar = 0.29; break; case 989: bar = 0.29; break; case 990: bar = 0.29; break; case 991: bar = 0.29; break; case 992: bar = 0.29; break; case 993: bar = 0.29; break; case 994: bar = 0.29; break; case 995: bar = 0.29; break; case 996: bar = 0.28; break; case 997: bar = 0.28; break; case 998: bar = 0.28; break; case 999: bar = 0.28; break; case 1000: bar = 0.28; break; case 1001: bar = 0.28; break; case 1002: bar = 0.28; break; case 1003: bar = 0.28; break; case 1004: bar = 0.28; break; case 1005: bar = 0.27; break; case 1006: bar = 0.27; break; case 1007: bar = 0.27; break; case 1008: bar = 0.27; break; case 1009: bar = 0.27; break; case 1010: bar = 0.27; break; case 1011: bar = 0.27; break; case 1012: bar = 0.27; break; case 1013: bar = 0.27; break; case 1014: bar = 0.26; break; case 1015: bar = 0.26; break; case 1016: bar = 0.26; break; case 1017: bar = 0.26; break; case 1018: bar = 0.26; break; case 1019: bar = 0.26; break; case 1020: bar = 0.26; break; case 1021: bar = 0.26; break; case 1022: bar = 0.26; break; case 1023: bar = 0.26; break; case 1024: bar = 0.25; break;
case 42: bar = 15.98; break; | case 42: bar = 15.98; break; case 43: bar = 15.67; break; case 44: bar = 15.37; break; case 45: bar = 15.08; break; case 46: bar = 14.81; break; case 47: bar = 14.54; break; case 48: bar = 14.28; break; case 49: bar = 14.04; break; case 50: bar = 13.8; break; case 51: bar = 13.57; break; case 52: bar = 13.35; break; case 53: bar = 13.13; break; case 54: bar = 12.93; break; case 55: bar = 12.73; break; case 56: bar = 12.53; break; case 57: bar = 12.34; break; case 58: bar = 12.16; break; case 59: bar = 11.98; break; case 60: bar = 11.81; break; case 61: bar = 11.65; break; case 62: bar = 11.48; break; case 63: bar = 11.33; break; case 64: bar = 11.17; break; case 65: bar = 11.02; break; case 66: bar = 10.88; break; case 67: bar = 10.74; break; case 68: bar = 10.6; break; case 69: bar = 10.47; break; case 70: bar = 10.34; break; case 71: bar = 10.21; break; case 72: bar = 10.09; break; case 73: bar = 9.97; break; case 74: bar = 9.85; break; case 75: bar = 9.73; break; case 76: bar = 9.62; break; case 77: bar = 9.51; break; case 78: bar = 9.4; break; case 79: bar = 9.3; break; case 80: bar = 9.19; break; case 81: bar = 9.09; break; case 82: bar = 9; break; case 83: bar = 8.9; break; case 84: bar = 8.81; break; case 85: bar = 8.71; break; case 86: bar = 8.62; break; case 87: bar = 8.53; break; case 88: bar = 8.45; break; case 89: bar = 8.36; break; case 90: bar = 8.28; break; case 91: bar = 8.2; break; case 92: bar = 8.12; break; case 93: bar = 8.04; break; case 94: bar = 7.96; break; case 95: bar = 7.89; break; case 96: bar = 7.81; break; case 97: bar = 7.74; break; case 98: bar = 7.67; break; case 99: bar = 7.6; break; case 100: bar = 7.53; break; case 101: bar = 7.46; break; case 102: bar = 7.4; break; case 103: bar = 7.33; break; case 104: bar = 7.27; break; case 105: bar = 7.2; break; case 106: bar = 7.14; break; case 107: bar = 7.08; break; case 108: bar = 7.02; break; case 109: bar = 6.96; break; case 110: bar = 6.9; break; case 111: bar = 6.85; break; case 112: bar = 6.79; break; case 113: bar = 6.74; break; case 114: bar = 6.68; break; case 115: bar = 6.63; break; case 116: bar = 6.57; break; case 117: bar = 6.52; break; case 118: bar = 6.47; break; case 119: bar = 6.42; break; case 120: bar = 6.37; break; case 121: bar = 6.32; break; case 122: bar = 6.27; break; case 123: bar = 6.23; break; case 124: bar = 6.18; break; case 125: bar = 6.13; break; case 126: bar = 6.09; break; case 127: bar = 6.04; break; case 128: bar = 6; break; case 129: bar = 5.95; break; case 130: bar = 5.91; break; case 131: bar = 5.87; break; case 132: bar = 5.83; break; case 133: bar = 5.79; break; case 134: bar = 5.75; break; case 135: bar = 5.71; break; case 136: bar = 5.67; break; case 137: bar = 5.63; break; case 138: bar = 5.59; break; case 139: bar = 5.55; break; case 140: bar = 5.51; break; case 141: bar = 5.47; break; case 142: bar = 5.44; break; case 143: bar = 5.4; break; case 144: bar = 5.37; break; case 145: bar = 5.33; break; case 146: bar = 5.3; break; case 147: bar = 5.26; break; case 148: bar = 5.23; break; case 149: bar = 5.19; break; case 150: bar = 5.16; break; case 151: bar = 5.13; break; case 152: bar = 5.09; break; case 153: bar = 5.06; break; case 154: bar = 5.03; break; case 155: bar = 5; break; case 156: bar = 4.97; break; case 157: bar = 4.94; break; case 158: bar = 4.91; break; case 159: bar = 4.88; break; case 160: bar = 4.85; break; case 161: bar = 4.82; break; case 162: bar = 4.79; break; case 163: bar = 4.76; break; case 164: bar = 4.73; break; case 165: bar = 4.7; break; case 166: bar = 4.68; break; case 167: bar = 4.65; break; case 168: bar = 4.62; break; case 169: bar = 4.59; break; case 170: bar = 4.57; break; case 171: bar = 4.54; break; case 172: bar = 4.52; break; case 173: bar = 4.49; break; case 174: bar = 4.46; break; case 175: bar = 4.44; break; case 176: bar = 4.41; break; case 177: bar = 4.39; break; case 178: bar = 4.36; break; case 179: bar = 4.34; break; case 180: bar = 4.32; break; case 181: bar = 4.29; break; case 182: bar = 4.27; break; case 183: bar = 4.25; break; case 184: bar = 4.22; break; case 185: bar = 4.2; break; case 186: bar = 4.18; break; case 187: bar = 4.15; break; case 188: bar = 4.13; break; case 189: bar = 4.11; break; case 190: bar = 4.09; break; case 191: bar = 4.07; break; case 192: bar = 4.05; break; case 193: bar = 4.02; break; case 194: bar = 4; break; case 195: bar = 3.98; break; case 196: bar = 3.96; break; case 197: bar = 3.94; break; case 198: bar = 3.92; break; case 199: bar = 3.9; break; case 200: bar = 3.88; break; case 201: bar = 3.86; break; case 202: bar = 3.84; break; case 203: bar = 3.82; break; case 204: bar = 3.8; break; case 205: bar = 3.78; break; case 206: bar = 3.77; break; case 207: bar = 3.75; break; case 208: bar = 3.73; break; case 209: bar = 3.71; break; case 210: bar = 3.69; break; case 211: bar = 3.67; break; case 212: bar = 3.66; break; case 213: bar = 3.64; break; case 214: bar = 3.62; break; case 215: bar = 3.6; break; case 216: bar = 3.59; break; case 217: bar = 3.57; break; case 218: bar = 3.55; break; case 219: bar = 3.53; break; case 220: bar = 3.52; break; case 221: bar = 3.5; break; case 222: bar = 3.48; break; case 223: bar = 3.47; break; case 224: bar = 3.45; break; case 225: bar = 3.44; break; case 226: bar = 3.42; break; case 227: bar = 3.4; break; case 228: bar = 3.39; break; case 229: bar = 3.37; break; case 230: bar = 3.36; break; case 231: bar = 3.34; break; case 232: bar = 3.33; break; case 233: bar = 3.31; break; case 234: bar = 3.3; break; case 235: bar = 3.28; break; case 236: bar = 3.27; break; case 237: bar = 3.25; break; case 238: bar = 3.24; break; case 239: bar = 3.22; break; case 240: bar = 3.21; break; case 241: bar = 3.19; break; case 242: bar = 3.18; break; case 243: bar = 3.17; break; case 244: bar = 3.15; break; case 245: bar = 3.14; break; case 246: bar = 3.12; break; case 247: bar = 3.11; break; case 248: bar = 3.1; break; case 249: bar = 3.08; break; case 250: bar = 3.07; break; case 251: bar = 3.06; break; case 252: bar = 3.04; break; case 253: bar = 3.03; break; case 254: bar = 3.02; break; case 255: bar = 3.01; break; case 256: bar = 2.99; break; case 257: bar = 2.98; break; case 258: bar = 2.97; break; case 259: bar = 2.96; break; case 260: bar = 2.94; break; case 261: bar = 2.93; break; case 262: bar = 2.92; break; case 263: bar = 2.91; break; case 264: bar = 2.89; break; case 265: bar = 2.88; break; case 266: bar = 2.87; break; case 267: bar = 2.86; break; case 268: bar = 2.85; break; case 269: bar = 2.83; break; case 270: bar = 2.82; break; case 271: bar = 2.81; break; case 272: bar = 2.8; break; case 273: bar = 2.79; break; case 274: bar = 2.78; break; case 275: bar = 2.77; break; case 276: bar = 2.76; break; case 277: bar = 2.74; break; case 278: bar = 2.73; break; case 279: bar = 2.72; break; case 280: bar = 2.71; break; case 281: bar = 2.7; break; case 282: bar = 2.69; break; case 283: bar = 2.68; break; case 284: bar = 2.67; break; case 285: bar = 2.66; break; case 286: bar = 2.65; break; case 287: bar = 2.64; break; case 288: bar = 2.63; break; case 289: bar = 2.62; break; case 290: bar = 2.61; break; case 291: bar = 2.6; break; case 292: bar = 2.59; break; case 293: bar = 2.58; break; case 294: bar = 2.57; break; case 295: bar = 2.56; break; case 296: bar = 2.55; break; case 297: bar = 2.54; break; case 298: bar = 2.53; break; case 299: bar = 2.52; break; case 300: bar = 2.51; break; case 301: bar = 2.5; break; case 302: bar = 2.49; break; case 303: bar = 2.48; break; case 304: bar = 2.47; break; case 305: bar = 2.46; break; case 306: bar = 2.45; break; case 307: bar = 2.44; break; case 308: bar = 2.43; break; case 309: bar = 2.42; break; case 310: bar = 2.41; break; case 311: bar = 2.41; break; case 312: bar = 2.4; break; case 313: bar = 2.39; break; case 314: bar = 2.38; break; case 315: bar = 2.37; break; case 316: bar = 2.36; break; case 317: bar = 2.35; break; case 318: bar = 2.34; break; case 319: bar = 2.34; break; case 320: bar = 2.33; break; case 321: bar = 2.32; break; case 322: bar = 2.31; break; case 323: bar = 2.3; break; case 324: bar = 2.29; break; case 325: bar = 2.28; break; case 326: bar = 2.28; break; case 327: bar = 2.27; break; case 328: bar = 2.26; break; case 329: bar = 2.25; break; case 330: bar = 2.24; break; case 331: bar = 2.24; break; case 332: bar = 2.23; break; case 333: bar = 2.22; break; case 334: bar = 2.21; break; case 335: bar = 2.2; break; case 336: bar = 2.2; break; case 337: bar = 2.19; break; case 338: bar = 2.18; break; case 339: bar = 2.17; break; case 340: bar = 2.17; break; case 341: bar = 2.16; break; case 342: bar = 2.15; break; case 343: bar = 2.14; break; case 344: bar = 2.13; break; case 345: bar = 2.13; break; case 346: bar = 2.12; break; case 347: bar = 2.11; break; case 348: bar = 2.11; break; case 349: bar = 2.1; break; case 350: bar = 2.09; break; case 351: bar = 2.08; break; case 352: bar = 2.08; break; case 353: bar = 2.07; break; case 354: bar = 2.06; break; case 355: bar = 2.05; break; case 356: bar = 2.05; break; case 357: bar = 2.04; break; case 358: bar = 2.03; break; case 359: bar = 2.03; break; case 360: bar = 2.02; break; case 361: bar = 2.01; break; case 362: bar = 2.01; break; case 363: bar = 2; break; case 364: bar = 1.99; break; case 365: bar = 1.99; break; case 366: bar = 1.98; break; case 367: bar = 1.97; break; case 368: bar = 1.97; break; case 369: bar = 1.96; break; case 370: bar = 1.95; break; case 371: bar = 1.95; break; case 372: bar = 1.94; break; case 373: bar = 1.93; break; case 374: bar = 1.93; break; case 375: bar = 1.92; break; case 376: bar = 1.91; break; case 377: bar = 1.91; break; case 378: bar = 1.9; break; case 379: bar = 1.89; break; case 380: bar = 1.89; break; case 381: bar = 1.88; break; case 382: bar = 1.88; break; case 383: bar = 1.87; break; case 384: bar = 1.86; break; case 385: bar = 1.86; break; case 386: bar = 1.85; break; case 387: bar = 1.85; break; case 388: bar = 1.84; break; case 389: bar = 1.83; break; case 390: bar = 1.83; break; case 391: bar = 1.82; break; case 392: bar = 1.82; break; case 393: bar = 1.81; break; case 394: bar = 1.8; break; case 395: bar = 1.8; break; case 396: bar = 1.79; break; case 397: bar = 1.79; break; case 398: bar = 1.78; break; case 399: bar = 1.77; break; case 400: bar = 1.77; break; case 401: bar = 1.76; break; case 402: bar = 1.76; break; case 403: bar = 1.75; break; case 404: bar = 1.75; break; case 405: bar = 1.74; break; case 406: bar = 1.73; break; case 407: bar = 1.73; break; case 408: bar = 1.72; break; case 409: bar = 1.72; break; case 410: bar = 1.71; break; case 411: bar = 1.71; break; case 412: bar = 1.7; break; case 413: bar = 1.7; break; case 414: bar = 1.69; break; case 415: bar = 1.69; break; case 416: bar = 1.68; break; case 417: bar = 1.67; break; case 418: bar = 1.67; break; case 419: bar = 1.66; break; case 420: bar = 1.66; break; case 421: bar = 1.65; break; case 422: bar = 1.65; break; case 423: bar = 1.64; break; case 424: bar = 1.64; break; case 425: bar = 1.63; break; case 426: bar = 1.63; break; case 427: bar = 1.62; break; case 428: bar = 1.62; break; case 429: bar = 1.61; break; case 430: bar = 1.61; break; case 431: bar = 1.6; break; case 432: bar = 1.6; break; case 433: bar = 1.59; break; case 434: bar = 1.59; break; case 435: bar = 1.58; break; case 436: bar = 1.58; break; case 437: bar = 1.57; break; case 438: bar = 1.57; break; case 439: bar = 1.56; break; case 440: bar = 1.56; break; case 441: bar = 1.55; break; case 442: bar = 1.55; break; case 443: bar = 1.54; break; case 444: bar = 1.54; break; case 445: bar = 1.53; break; case 446: bar = 1.53; break; case 447: bar = 1.53; break; case 448: bar = 1.52; break; case 449: bar = 1.52; break; case 450: bar = 1.51; break; case 451: bar = 1.51; break; case 452: bar = 1.5; break; case 453: bar = 1.5; break; case 454: bar = 1.49; break; case 455: bar = 1.49; break; case 456: bar = 1.48; break; case 457: bar = 1.48; break; case 458: bar = 1.47; break; case 459: bar = 1.47; break; case 460: bar = 1.47; break; case 461: bar = 1.46; break; case 462: bar = 1.46; break; case 463: bar = 1.45; break; case 464: bar = 1.45; break; case 465: bar = 1.44; break; case 466: bar = 1.44; break; case 467: bar = 1.44; break; case 468: bar = 1.43; break; case 469: bar = 1.43; break; case 470: bar = 1.42; break; case 471: bar = 1.42; break; case 472: bar = 1.41; break; case 473: bar = 1.41; break; case 474: bar = 1.41; break; case 475: bar = 1.4; break; case 476: bar = 1.4; break; case 477: bar = 1.39; break; case 478: bar = 1.39; break; case 479: bar = 1.38; break; case 480: bar = 1.38; break; case 481: bar = 1.38; break; case 482: bar = 1.37; break; case 483: bar = 1.37; break; case 484: bar = 1.36; break; case 485: bar = 1.36; break; case 486: bar = 1.36; break; case 487: bar = 1.35; break; case 488: bar = 1.35; break; case 489: bar = 1.34; break; case 490: bar = 1.34; break; case 491: bar = 1.34; break; case 492: bar = 1.33; break; case 493: bar = 1.33; break; case 494: bar = 1.32; break; case 495: bar = 1.32; break; case 496: bar = 1.32; break; case 497: bar = 1.31; break; case 498: bar = 1.31; break; case 499: bar = 1.3; break; case 500: bar = 1.3; break; case 501: bar = 1.3; break; case 502: bar = 1.29; break; case 503: bar = 1.29; break; case 504: bar = 1.29; break; case 505: bar = 1.28; break; case 506: bar = 1.28; break; case 507: bar = 1.27; break; case 508: bar = 1.27; break; case 509: bar = 1.27; break; case 510: bar = 1.26; break; case 511: bar = 1.26; break; case 512: bar = 1.26; break; case 513: bar = 1.25; break; case 514: bar = 1.25; break; case 515: bar = 1.24; break; case 516: bar = 1.24; break; case 517: bar = 1.24; break; case 518: bar = 1.23; break; case 519: bar = 1.23; break; case 520: bar = 1.23; break; case 521: bar = 1.22; break; case 522: bar = 1.22; break; case 523: bar = 1.22; break; case 524: bar = 1.21; break; case 525: bar = 1.21; break; case 526: bar = 1.21; break; case 527: bar = 1.2; break; case 528: bar = 1.2; break; case 529: bar = 1.2; break; case 530: bar = 1.19; break; case 531: bar = 1.19; break; case 532: bar = 1.18; break; case 533: bar = 1.18; break; case 534: bar = 1.18; break; case 535: bar = 1.17; break; case 536: bar = 1.17; break; case 537: bar = 1.17; break; case 538: bar = 1.16; break; case 539: bar = 1.16; break; case 540: bar = 1.16; break; case 541: bar = 1.15; break; case 542: bar = 1.15; break; case 543: bar = 1.15; break; case 544: bar = 1.14; break; case 545: bar = 1.14; break; case 546: bar = 1.14; break; case 547: bar = 1.13; break; case 548: bar = 1.13; break; case 549: bar = 1.13; break; case 550: bar = 1.12; break; case 551: bar = 1.12; break; case 552: bar = 1.12; break; case 553: bar = 1.12; break; case 554: bar = 1.11; break; case 555: bar = 1.11; break; case 556: bar = 1.11; break; case 557: bar = 1.1; break; case 558: bar = 1.1; break; case 559: bar = 1.1; break; case 560: bar = 1.09; break; case 561: bar = 1.09; break; case 562: bar = 1.09; break; case 563: bar = 1.08; break; case 564: bar = 1.08; break; case 565: bar = 1.08; break; case 566: bar = 1.07; break; case 567: bar = 1.07; break; case 568: bar = 1.07; break; case 569: bar = 1.07; break; case 570: bar = 1.06; break; case 571: bar = 1.06; break; case 572: bar = 1.06; break; case 573: bar = 1.05; break; case 574: bar = 1.05; break; case 575: bar = 1.05; break; case 576: bar = 1.04; break; case 577: bar = 1.04; break; case 578: bar = 1.04; break; case 579: bar = 1.04; break; case 580: bar = 1.03; break; case 581: bar = 1.03; break; case 582: bar = 1.03; break; case 583: bar = 1.02; break; case 584: bar = 1.02; break; case 585: bar = 1.02; break; case 586: bar = 1.02; break; case 587: bar = 1.01; break; case 588: bar = 1.01; break; case 589: bar = 1.01; break; case 590: bar = 1; break; case 591: bar = 1; break; case 592: bar = 1; break; case 593: bar = 1; break; case 594: bar = 0.99; break; case 595: bar = 0.99; break; case 596: bar = 0.99; break; case 597: bar = 0.98; break; case 598: bar = 0.98; break; case 599: bar = 0.98; break; case 600: bar = 0.98; break; case 601: bar = 0.97; break; case 602: bar = 0.97; break; case 603: bar = 0.97; break; case 604: bar = 0.96; break; case 605: bar = 0.96; break; case 606: bar = 0.96; break; case 607: bar = 0.96; break; case 608: bar = 0.95; break; case 609: bar = 0.95; break; case 610: bar = 0.95; break; case 611: bar = 0.95; break; case 612: bar = 0.94; break; case 613: bar = 0.94; break; case 614: bar = 0.94; break; case 615: bar = 0.94; break; case 616: bar = 0.93; break; case 617: bar = 0.93; break; case 618: bar = 0.93; break; case 619: bar = 0.92; break; case 620: bar = 0.92; break; case 621: bar = 0.92; break; case 622: bar = 0.92; break; case 623: bar = 0.91; break; case 624: bar = 0.91; break; case 625: bar = 0.91; break; case 626: bar = 0.91; break; case 627: bar = 0.9; break; case 628: bar = 0.9; break; case 629: bar = 0.9; break; case 630: bar = 0.9; break; case 631: bar = 0.89; break; case 632: bar = 0.89; break; case 633: bar = 0.89; break; case 634: bar = 0.89; break; case 635: bar = 0.88; break; case 636: bar = 0.88; break; case 637: bar = 0.88; break; case 638: bar = 0.88; break; case 639: bar = 0.87; break; case 640: bar = 0.87; break; case 641: bar = 0.87; break; case 642: bar = 0.87; break; case 643: bar = 0.86; break; case 644: bar = 0.86; break; case 645: bar = 0.86; break; case 646: bar = 0.86; break; case 647: bar = 0.85; break; case 648: bar = 0.85; break; case 649: bar = 0.85; break; case 650: bar = 0.85; break; case 651: bar = 0.84; break; case 652: bar = 0.84; break; case 653: bar = 0.84; break; case 654: bar = 0.84; break; case 655: bar = 0.84; break; case 656: bar = 0.83; break; case 657: bar = 0.83; break; case 658: bar = 0.83; break; case 659: bar = 0.83; break; case 660: bar = 0.82; break; case 661: bar = 0.82; break; case 662: bar = 0.82; break; case 663: bar = 0.82; break; case 664: bar = 0.81; break; case 665: bar = 0.81; break; case 666: bar = 0.81; break; case 667: bar = 0.81; break; case 668: bar = 0.81; break; case 669: bar = 0.8; break; case 670: bar = 0.8; break; case 671: bar = 0.8; break; case 672: bar = 0.8; break; case 673: bar = 0.79; break; case 674: bar = 0.79; break; case 675: bar = 0.79; break; case 676: bar = 0.79; break; case 677: bar = 0.78; break; case 678: bar = 0.78; break; case 679: bar = 0.78; break; case 680: bar = 0.78; break; case 681: bar = 0.78; break; case 682: bar = 0.77; break; case 683: bar = 0.77; break; case 684: bar = 0.77; break; case 685: bar = 0.77; break; case 686: bar = 0.77; break; case 687: bar = 0.76; break; case 688: bar = 0.76; break; case 689: bar = 0.76; break; case 690: bar = 0.76; break; case 691: bar = 0.75; break; case 692: bar = 0.75; break; case 693: bar = 0.75; break; case 694: bar = 0.75; break; case 695: bar = 0.75; break; case 696: bar = 0.74; break; case 697: bar = 0.74; break; case 698: bar = 0.74; break; case 699: bar = 0.74; break; case 700: bar = 0.74; break; case 701: bar = 0.73; break; case 702: bar = 0.73; break; case 703: bar = 0.73; break; case 704: bar = 0.73; break; case 705: bar = 0.72; break; case 706: bar = 0.72; break; case 707: bar = 0.72; break; case 708: bar = 0.72; break; case 709: bar = 0.72; break; case 710: bar = 0.71; break; case 711: bar = 0.71; break; case 712: bar = 0.71; break; case 713: bar = 0.71; break; case 714: bar = 0.71; break; case 715: bar = 0.7; break; case 716: bar = 0.7; break; case 717: bar = 0.7; break; case 718: bar = 0.7; break; case 719: bar = 0.7; break; case 720: bar = 0.69; break; case 721: bar = 0.69; break; case 722: bar = 0.69; break; case 723: bar = 0.69; break; case 724: bar = 0.69; break; case 725: bar = 0.68; break; case 726: bar = 0.68; break; case 727: bar = 0.68; break; case 728: bar = 0.68; break; case 729: bar = 0.68; break; case 730: bar = 0.67; break; case 731: bar = 0.67; break; case 732: bar = 0.67; break; case 733: bar = 0.67; break; case 734: bar = 0.67; break; case 735: bar = 0.67; break; case 736: bar = 0.66; break; case 737: bar = 0.66; break; case 738: bar = 0.66; break; case 739: bar = 0.66; break; case 740: bar = 0.66; break; case 741: bar = 0.65; break; case 742: bar = 0.65; break; case 743: bar = 0.65; break; case 744: bar = 0.65; break; case 745: bar = 0.65; break; case 746: bar = 0.64; break; case 747: bar = 0.64; break; case 748: bar = 0.64; break; case 749: bar = 0.64; break; case 750: bar = 0.64; break; case 751: bar = 0.64; break; case 752: bar = 0.63; break; case 753: bar = 0.63; break; case 754: bar = 0.63; break; case 755: bar = 0.63; break; case 756: bar = 0.63; break; case 757: bar = 0.62; break; case 758: bar = 0.62; break; case 759: bar = 0.62; break; case 760: bar = 0.62; break; case 761: bar = 0.62; break; case 762: bar = 0.61; break; case 763: bar = 0.61; break; case 764: bar = 0.61; break; case 765: bar = 0.61; break; case 766: bar = 0.61; break; case 767: bar = 0.61; break; case 768: bar = 0.6; break; case 769: bar = 0.6; break; case 770: bar = 0.6; break; case 771: bar = 0.6; break; case 772: bar = 0.6; break; case 773: bar = 0.6; break; case 774: bar = 0.59; break; case 775: bar = 0.59; break; case 776: bar = 0.59; break; case 777: bar = 0.59; break; case 778: bar = 0.59; break; case 779: bar = 0.59; break; case 780: bar = 0.58; break; case 781: bar = 0.58; break; case 782: bar = 0.58; break; case 783: bar = 0.58; break; case 784: bar = 0.58; break; case 785: bar = 0.57; break; case 786: bar = 0.57; break; case 787: bar = 0.57; break; case 788: bar = 0.57; break; case 789: bar = 0.57; break; case 790: bar = 0.57; break; case 791: bar = 0.56; break; case 792: bar = 0.56; break; case 793: bar = 0.56; break; case 794: bar = 0.56; break; case 795: bar = 0.56; break; case 796: bar = 0.56; break; case 797: bar = 0.55; break; case 798: bar = 0.55; break; case 799: bar = 0.55; break; case 800: bar = 0.55; break; case 801: bar = 0.55; break; case 802: bar = 0.55; break; case 803: bar = 0.54; break; case 804: bar = 0.54; break; case 805: bar = 0.54; break; case 806: bar = 0.54; break; case 807: bar = 0.54; break; case 808: bar = 0.54; break; case 809: bar = 0.53; break; case 810: bar = 0.53; break; case 811: bar = 0.53; break; case 812: bar = 0.53; break; case 813: bar = 0.53; break; case 814: bar = 0.53; break; case 815: bar = 0.53; break; case 816: bar = 0.52; break; case 817: bar = 0.52; break; case 818: bar = 0.52; break; case 819: bar = 0.52; break; case 820: bar = 0.52; break; case 821: bar = 0.52; break; case 822: bar = 0.51; break; case 823: bar = 0.51; break; case 824: bar = 0.51; break; case 825: bar = 0.51; break; case 826: bar = 0.51; break; case 827: bar = 0.51; break; case 828: bar = 0.5; break; case 829: bar = 0.5; break; case 830: bar = 0.5; break; case 831: bar = 0.5; break; case 832: bar = 0.5; break; case 833: bar = 0.5; break; case 834: bar = 0.5; break; case 835: bar = 0.49; break; case 836: bar = 0.49; break; case 837: bar = 0.49; break; case 838: bar = 0.49; break; case 839: bar = 0.49; break; case 840: bar = 0.49; break; case 841: bar = 0.48; break; case 842: bar = 0.48; break; case 843: bar = 0.48; break; case 844: bar = 0.48; break; case 845: bar = 0.48; break; case 846: bar = 0.48; break; case 847: bar = 0.48; break; case 848: bar = 0.47; break; case 849: bar = 0.47; break; case 850: bar = 0.47; break; case 851: bar = 0.47; break; case 852: bar = 0.47; break; case 853: bar = 0.47; break; case 854: bar = 0.47; break; case 855: bar = 0.46; break; case 856: bar = 0.46; break; case 857: bar = 0.46; break; case 858: bar = 0.46; break; case 859: bar = 0.46; break; case 860: bar = 0.46; break; case 861: bar = 0.46; break; case 862: bar = 0.45; break; case 863: bar = 0.45; break; case 864: bar = 0.45; break; case 865: bar = 0.45; break; case 866: bar = 0.45; break; case 867: bar = 0.45; break; case 868: bar = 0.45; break; case 869: bar = 0.44; break; case 870: bar = 0.44; break; case 871: bar = 0.44; break; case 872: bar = 0.44; break; case 873: bar = 0.44; break; case 874: bar = 0.44; break; case 875: bar = 0.44; break; case 876: bar = 0.43; break; case 877: bar = 0.43; break; case 878: bar = 0.43; break; case 879: bar = 0.43; break; case 880: bar = 0.43; break; case 881: bar = 0.43; break; case 882: bar = 0.43; break; case 883: bar = 0.42; break; case 884: bar = 0.42; break; case 885: bar = 0.42; break; case 886: bar = 0.42; break; case 887: bar = 0.42; break; case 888: bar = 0.42; break; case 889: bar = 0.42; break; case 890: bar = 0.41; break; case 891: bar = 0.41; break; case 892: bar = 0.41; break; case 893: bar = 0.41; break; case 894: bar = 0.41; break; case 895: bar = 0.41; break; case 896: bar = 0.41; break; case 897: bar = 0.41; break; case 898: bar = 0.4; break; case 899: bar = 0.4; break; case 900: bar = 0.4; break; case 901: bar = 0.4; break; case 902: bar = 0.4; break; case 903: bar = 0.4; break; case 904: bar = 0.4; break; case 905: bar = 0.39; break; case 906: bar = 0.39; break; case 907: bar = 0.39; break; case 908: bar = 0.39; break; case 909: bar = 0.39; break; case 910: bar = 0.39; break; case 911: bar = 0.39; break; case 912: bar = 0.39; break; case 913: bar = 0.38; break; case 914: bar = 0.38; break; case 915: bar = 0.38; break; case 916: bar = 0.38; break; case 917: bar = 0.38; break; case 918: bar = 0.38; break; case 919: bar = 0.38; break; case 920: bar = 0.38; break; case 921: bar = 0.37; break; case 922: bar = 0.37; break; case 923: bar = 0.37; break; case 924: bar = 0.37; break; case 925: bar = 0.37; break; case 926: bar = 0.37; break; case 927: bar = 0.37; break; case 928: bar = 0.37; break; case 929: bar = 0.36; break; case 930: bar = 0.36; break; case 931: bar = 0.36; break; case 932: bar = 0.36; break; case 933: bar = 0.36; break; case 934: bar = 0.36; break; case 935: bar = 0.36; break; case 936: bar = 0.36; break; case 937: bar = 0.35; break; case 938: bar = 0.35; break; case 939: bar = 0.35; break; case 940: bar = 0.35; break; case 941: bar = 0.35; break; case 942: bar = 0.35; break; case 943: bar = 0.35; break; case 944: bar = 0.35; break; case 945: bar = 0.34; break; case 946: bar = 0.34; break; case 947: bar = 0.34; break; case 948: bar = 0.34; break; case 949: bar = 0.34; break; case 950: bar = 0.34; break; case 951: bar = 0.34; break; case 952: bar = 0.34; break; case 953: bar = 0.33; break; case 954: bar = 0.33; break; case 955: bar = 0.33; break; case 956: bar = 0.33; break; case 957: bar = 0.33; break; case 958: bar = 0.33; break; case 959: bar = 0.33; break; case 960: bar = 0.33; break; case 961: bar = 0.32; break; case 962: bar = 0.32; break; case 963: bar = 0.32; break; case 964: bar = 0.32; break; case 965: bar = 0.32; break; case 966: bar = 0.32; break; case 967: bar = 0.32; break; case 968: bar = 0.32; break; case 969: bar = 0.32; break; case 970: bar = 0.31; break; case 971: bar = 0.31; break; case 972: bar = 0.31; break; case 973: bar = 0.31; break; case 974: bar = 0.31; break; case 975: bar = 0.31; break; case 976: bar = 0.31; break; case 977: bar = 0.31; break; case 978: bar = 0.3; break; case 979: bar = 0.3; break; case 980: bar = 0.3; break; case 981: bar = 0.3; break; case 982: bar = 0.3; break; case 983: bar = 0.3; break; case 984: bar = 0.3; break; case 985: bar = 0.3; break; case 986: bar = 0.3; break; case 987: bar = 0.29; break; case 988: bar = 0.29; break; case 989: bar = 0.29; break; case 990: bar = 0.29; break; case 991: bar = 0.29; break; case 992: bar = 0.29; break; case 993: bar = 0.29; break; case 994: bar = 0.29; break; case 995: bar = 0.29; break; case 996: bar = 0.28; break; case 997: bar = 0.28; break; case 998: bar = 0.28; break; case 999: bar = 0.28; break; case 1000: bar = 0.28; break; case 1001: bar = 0.28; break; case 1002: bar = 0.28; break; case 1003: bar = 0.28; break; case 1004: bar = 0.28; break; case 1005: bar = 0.27; break; case 1006: bar = 0.27; break; case 1007: bar = 0.27; break; case 1008: bar = 0.27; break; case 1009: bar = 0.27; break; case 1010: bar = 0.27; break; case 1011: bar = 0.27; break; case 1012: bar = 0.27; break; case 1013: bar = 0.27; break; case 1014: bar = 0.26; break; case 1015: bar = 0.26; break; case 1016: bar = 0.26; break; case 1017: bar = 0.26; break; case 1018: bar = 0.26; break; case 1019: bar = 0.26; break; case 1020: bar = 0.26; break; case 1021: bar = 0.26; break; case 1022: bar = 0.26; break; case 1023: bar = 0.26; break; case 1024: bar = 0.25; break;
case 43: bar = 15.67; break; | case 43: bar = 15.67; break; case 44: bar = 15.37; break; case 45: bar = 15.08; break; case 46: bar = 14.81; break; case 47: bar = 14.54; break; case 48: bar = 14.28; break; case 49: bar = 14.04; break; case 50: bar = 13.8; break; case 51: bar = 13.57; break; case 52: bar = 13.35; break; case 53: bar = 13.13; break; case 54: bar = 12.93; break; case 55: bar = 12.73; break; case 56: bar = 12.53; break; case 57: bar = 12.34; break; case 58: bar = 12.16; break; case 59: bar = 11.98; break; case 60: bar = 11.81; break; case 61: bar = 11.65; break; case 62: bar = 11.48; break; case 63: bar = 11.33; break; case 64: bar = 11.17; break; case 65: bar = 11.02; break; case 66: bar = 10.88; break; case 67: bar = 10.74; break; case 68: bar = 10.6; break; case 69: bar = 10.47; break; case 70: bar = 10.34; break; case 71: bar = 10.21; break; case 72: bar = 10.09; break; case 73: bar = 9.97; break; case 74: bar = 9.85; break; case 75: bar = 9.73; break; case 76: bar = 9.62; break; case 77: bar = 9.51; break; case 78: bar = 9.4; break; case 79: bar = 9.3; break; case 80: bar = 9.19; break; case 81: bar = 9.09; break; case 82: bar = 9; break; case 83: bar = 8.9; break; case 84: bar = 8.81; break; case 85: bar = 8.71; break; case 86: bar = 8.62; break; case 87: bar = 8.53; break; case 88: bar = 8.45; break; case 89: bar = 8.36; break; case 90: bar = 8.28; break; case 91: bar = 8.2; break; case 92: bar = 8.12; break; case 93: bar = 8.04; break; case 94: bar = 7.96; break; case 95: bar = 7.89; break; case 96: bar = 7.81; break; case 97: bar = 7.74; break; case 98: bar = 7.67; break; case 99: bar = 7.6; break; case 100: bar = 7.53; break; case 101: bar = 7.46; break; case 102: bar = 7.4; break; case 103: bar = 7.33; break; case 104: bar = 7.27; break; case 105: bar = 7.2; break; case 106: bar = 7.14; break; case 107: bar = 7.08; break; case 108: bar = 7.02; break; case 109: bar = 6.96; break; case 110: bar = 6.9; break; case 111: bar = 6.85; break; case 112: bar = 6.79; break; case 113: bar = 6.74; break; case 114: bar = 6.68; break; case 115: bar = 6.63; break; case 116: bar = 6.57; break; case 117: bar = 6.52; break; case 118: bar = 6.47; break; case 119: bar = 6.42; break; case 120: bar = 6.37; break; case 121: bar = 6.32; break; case 122: bar = 6.27; break; case 123: bar = 6.23; break; case 124: bar = 6.18; break; case 125: bar = 6.13; break; case 126: bar = 6.09; break; case 127: bar = 6.04; break; case 128: bar = 6; break; case 129: bar = 5.95; break; case 130: bar = 5.91; break; case 131: bar = 5.87; break; case 132: bar = 5.83; break; case 133: bar = 5.79; break; case 134: bar = 5.75; break; case 135: bar = 5.71; break; case 136: bar = 5.67; break; case 137: bar = 5.63; break; case 138: bar = 5.59; break; case 139: bar = 5.55; break; case 140: bar = 5.51; break; case 141: bar = 5.47; break; case 142: bar = 5.44; break; case 143: bar = 5.4; break; case 144: bar = 5.37; break; case 145: bar = 5.33; break; case 146: bar = 5.3; break; case 147: bar = 5.26; break; case 148: bar = 5.23; break; case 149: bar = 5.19; break; case 150: bar = 5.16; break; case 151: bar = 5.13; break; case 152: bar = 5.09; break; case 153: bar = 5.06; break; case 154: bar = 5.03; break; case 155: bar = 5; break; case 156: bar = 4.97; break; case 157: bar = 4.94; break; case 158: bar = 4.91; break; case 159: bar = 4.88; break; case 160: bar = 4.85; break; case 161: bar = 4.82; break; case 162: bar = 4.79; break; case 163: bar = 4.76; break; case 164: bar = 4.73; break; case 165: bar = 4.7; break; case 166: bar = 4.68; break; case 167: bar = 4.65; break; case 168: bar = 4.62; break; case 169: bar = 4.59; break; case 170: bar = 4.57; break; case 171: bar = 4.54; break; case 172: bar = 4.52; break; case 173: bar = 4.49; break; case 174: bar = 4.46; break; case 175: bar = 4.44; break; case 176: bar = 4.41; break; case 177: bar = 4.39; break; case 178: bar = 4.36; break; case 179: bar = 4.34; break; case 180: bar = 4.32; break; case 181: bar = 4.29; break; case 182: bar = 4.27; break; case 183: bar = 4.25; break; case 184: bar = 4.22; break; case 185: bar = 4.2; break; case 186: bar = 4.18; break; case 187: bar = 4.15; break; case 188: bar = 4.13; break; case 189: bar = 4.11; break; case 190: bar = 4.09; break; case 191: bar = 4.07; break; case 192: bar = 4.05; break; case 193: bar = 4.02; break; case 194: bar = 4; break; case 195: bar = 3.98; break; case 196: bar = 3.96; break; case 197: bar = 3.94; break; case 198: bar = 3.92; break; case 199: bar = 3.9; break; case 200: bar = 3.88; break; case 201: bar = 3.86; break; case 202: bar = 3.84; break; case 203: bar = 3.82; break; case 204: bar = 3.8; break; case 205: bar = 3.78; break; case 206: bar = 3.77; break; case 207: bar = 3.75; break; case 208: bar = 3.73; break; case 209: bar = 3.71; break; case 210: bar = 3.69; break; case 211: bar = 3.67; break; case 212: bar = 3.66; break; case 213: bar = 3.64; break; case 214: bar = 3.62; break; case 215: bar = 3.6; break; case 216: bar = 3.59; break; case 217: bar = 3.57; break; case 218: bar = 3.55; break; case 219: bar = 3.53; break; case 220: bar = 3.52; break; case 221: bar = 3.5; break; case 222: bar = 3.48; break; case 223: bar = 3.47; break; case 224: bar = 3.45; break; case 225: bar = 3.44; break; case 226: bar = 3.42; break; case 227: bar = 3.4; break; case 228: bar = 3.39; break; case 229: bar = 3.37; break; case 230: bar = 3.36; break; case 231: bar = 3.34; break; case 232: bar = 3.33; break; case 233: bar = 3.31; break; case 234: bar = 3.3; break; case 235: bar = 3.28; break; case 236: bar = 3.27; break; case 237: bar = 3.25; break; case 238: bar = 3.24; break; case 239: bar = 3.22; break; case 240: bar = 3.21; break; case 241: bar = 3.19; break; case 242: bar = 3.18; break; case 243: bar = 3.17; break; case 244: bar = 3.15; break; case 245: bar = 3.14; break; case 246: bar = 3.12; break; case 247: bar = 3.11; break; case 248: bar = 3.1; break; case 249: bar = 3.08; break; case 250: bar = 3.07; break; case 251: bar = 3.06; break; case 252: bar = 3.04; break; case 253: bar = 3.03; break; case 254: bar = 3.02; break; case 255: bar = 3.01; break; case 256: bar = 2.99; break; case 257: bar = 2.98; break; case 258: bar = 2.97; break; case 259: bar = 2.96; break; case 260: bar = 2.94; break; case 261: bar = 2.93; break; case 262: bar = 2.92; break; case 263: bar = 2.91; break; case 264: bar = 2.89; break; case 265: bar = 2.88; break; case 266: bar = 2.87; break; case 267: bar = 2.86; break; case 268: bar = 2.85; break; case 269: bar = 2.83; break; case 270: bar = 2.82; break; case 271: bar = 2.81; break; case 272: bar = 2.8; break; case 273: bar = 2.79; break; case 274: bar = 2.78; break; case 275: bar = 2.77; break; case 276: bar = 2.76; break; case 277: bar = 2.74; break; case 278: bar = 2.73; break; case 279: bar = 2.72; break; case 280: bar = 2.71; break; case 281: bar = 2.7; break; case 282: bar = 2.69; break; case 283: bar = 2.68; break; case 284: bar = 2.67; break; case 285: bar = 2.66; break; case 286: bar = 2.65; break; case 287: bar = 2.64; break; case 288: bar = 2.63; break; case 289: bar = 2.62; break; case 290: bar = 2.61; break; case 291: bar = 2.6; break; case 292: bar = 2.59; break; case 293: bar = 2.58; break; case 294: bar = 2.57; break; case 295: bar = 2.56; break; case 296: bar = 2.55; break; case 297: bar = 2.54; break; case 298: bar = 2.53; break; case 299: bar = 2.52; break; case 300: bar = 2.51; break; case 301: bar = 2.5; break; case 302: bar = 2.49; break; case 303: bar = 2.48; break; case 304: bar = 2.47; break; case 305: bar = 2.46; break; case 306: bar = 2.45; break; case 307: bar = 2.44; break; case 308: bar = 2.43; break; case 309: bar = 2.42; break; case 310: bar = 2.41; break; case 311: bar = 2.41; break; case 312: bar = 2.4; break; case 313: bar = 2.39; break; case 314: bar = 2.38; break; case 315: bar = 2.37; break; case 316: bar = 2.36; break; case 317: bar = 2.35; break; case 318: bar = 2.34; break; case 319: bar = 2.34; break; case 320: bar = 2.33; break; case 321: bar = 2.32; break; case 322: bar = 2.31; break; case 323: bar = 2.3; break; case 324: bar = 2.29; break; case 325: bar = 2.28; break; case 326: bar = 2.28; break; case 327: bar = 2.27; break; case 328: bar = 2.26; break; case 329: bar = 2.25; break; case 330: bar = 2.24; break; case 331: bar = 2.24; break; case 332: bar = 2.23; break; case 333: bar = 2.22; break; case 334: bar = 2.21; break; case 335: bar = 2.2; break; case 336: bar = 2.2; break; case 337: bar = 2.19; break; case 338: bar = 2.18; break; case 339: bar = 2.17; break; case 340: bar = 2.17; break; case 341: bar = 2.16; break; case 342: bar = 2.15; break; case 343: bar = 2.14; break; case 344: bar = 2.13; break; case 345: bar = 2.13; break; case 346: bar = 2.12; break; case 347: bar = 2.11; break; case 348: bar = 2.11; break; case 349: bar = 2.1; break; case 350: bar = 2.09; break; case 351: bar = 2.08; break; case 352: bar = 2.08; break; case 353: bar = 2.07; break; case 354: bar = 2.06; break; case 355: bar = 2.05; break; case 356: bar = 2.05; break; case 357: bar = 2.04; break; case 358: bar = 2.03; break; case 359: bar = 2.03; break; case 360: bar = 2.02; break; case 361: bar = 2.01; break; case 362: bar = 2.01; break; case 363: bar = 2; break; case 364: bar = 1.99; break; case 365: bar = 1.99; break; case 366: bar = 1.98; break; case 367: bar = 1.97; break; case 368: bar = 1.97; break; case 369: bar = 1.96; break; case 370: bar = 1.95; break; case 371: bar = 1.95; break; case 372: bar = 1.94; break; case 373: bar = 1.93; break; case 374: bar = 1.93; break; case 375: bar = 1.92; break; case 376: bar = 1.91; break; case 377: bar = 1.91; break; case 378: bar = 1.9; break; case 379: bar = 1.89; break; case 380: bar = 1.89; break; case 381: bar = 1.88; break; case 382: bar = 1.88; break; case 383: bar = 1.87; break; case 384: bar = 1.86; break; case 385: bar = 1.86; break; case 386: bar = 1.85; break; case 387: bar = 1.85; break; case 388: bar = 1.84; break; case 389: bar = 1.83; break; case 390: bar = 1.83; break; case 391: bar = 1.82; break; case 392: bar = 1.82; break; case 393: bar = 1.81; break; case 394: bar = 1.8; break; case 395: bar = 1.8; break; case 396: bar = 1.79; break; case 397: bar = 1.79; break; case 398: bar = 1.78; break; case 399: bar = 1.77; break; case 400: bar = 1.77; break; case 401: bar = 1.76; break; case 402: bar = 1.76; break; case 403: bar = 1.75; break; case 404: bar = 1.75; break; case 405: bar = 1.74; break; case 406: bar = 1.73; break; case 407: bar = 1.73; break; case 408: bar = 1.72; break; case 409: bar = 1.72; break; case 410: bar = 1.71; break; case 411: bar = 1.71; break; case 412: bar = 1.7; break; case 413: bar = 1.7; break; case 414: bar = 1.69; break; case 415: bar = 1.69; break; case 416: bar = 1.68; break; case 417: bar = 1.67; break; case 418: bar = 1.67; break; case 419: bar = 1.66; break; case 420: bar = 1.66; break; case 421: bar = 1.65; break; case 422: bar = 1.65; break; case 423: bar = 1.64; break; case 424: bar = 1.64; break; case 425: bar = 1.63; break; case 426: bar = 1.63; break; case 427: bar = 1.62; break; case 428: bar = 1.62; break; case 429: bar = 1.61; break; case 430: bar = 1.61; break; case 431: bar = 1.6; break; case 432: bar = 1.6; break; case 433: bar = 1.59; break; case 434: bar = 1.59; break; case 435: bar = 1.58; break; case 436: bar = 1.58; break; case 437: bar = 1.57; break; case 438: bar = 1.57; break; case 439: bar = 1.56; break; case 440: bar = 1.56; break; case 441: bar = 1.55; break; case 442: bar = 1.55; break; case 443: bar = 1.54; break; case 444: bar = 1.54; break; case 445: bar = 1.53; break; case 446: bar = 1.53; break; case 447: bar = 1.53; break; case 448: bar = 1.52; break; case 449: bar = 1.52; break; case 450: bar = 1.51; break; case 451: bar = 1.51; break; case 452: bar = 1.5; break; case 453: bar = 1.5; break; case 454: bar = 1.49; break; case 455: bar = 1.49; break; case 456: bar = 1.48; break; case 457: bar = 1.48; break; case 458: bar = 1.47; break; case 459: bar = 1.47; break; case 460: bar = 1.47; break; case 461: bar = 1.46; break; case 462: bar = 1.46; break; case 463: bar = 1.45; break; case 464: bar = 1.45; break; case 465: bar = 1.44; break; case 466: bar = 1.44; break; case 467: bar = 1.44; break; case 468: bar = 1.43; break; case 469: bar = 1.43; break; case 470: bar = 1.42; break; case 471: bar = 1.42; break; case 472: bar = 1.41; break; case 473: bar = 1.41; break; case 474: bar = 1.41; break; case 475: bar = 1.4; break; case 476: bar = 1.4; break; case 477: bar = 1.39; break; case 478: bar = 1.39; break; case 479: bar = 1.38; break; case 480: bar = 1.38; break; case 481: bar = 1.38; break; case 482: bar = 1.37; break; case 483: bar = 1.37; break; case 484: bar = 1.36; break; case 485: bar = 1.36; break; case 486: bar = 1.36; break; case 487: bar = 1.35; break; case 488: bar = 1.35; break; case 489: bar = 1.34; break; case 490: bar = 1.34; break; case 491: bar = 1.34; break; case 492: bar = 1.33; break; case 493: bar = 1.33; break; case 494: bar = 1.32; break; case 495: bar = 1.32; break; case 496: bar = 1.32; break; case 497: bar = 1.31; break; case 498: bar = 1.31; break; case 499: bar = 1.3; break; case 500: bar = 1.3; break; case 501: bar = 1.3; break; case 502: bar = 1.29; break; case 503: bar = 1.29; break; case 504: bar = 1.29; break; case 505: bar = 1.28; break; case 506: bar = 1.28; break; case 507: bar = 1.27; break; case 508: bar = 1.27; break; case 509: bar = 1.27; break; case 510: bar = 1.26; break; case 511: bar = 1.26; break; case 512: bar = 1.26; break; case 513: bar = 1.25; break; case 514: bar = 1.25; break; case 515: bar = 1.24; break; case 516: bar = 1.24; break; case 517: bar = 1.24; break; case 518: bar = 1.23; break; case 519: bar = 1.23; break; case 520: bar = 1.23; break; case 521: bar = 1.22; break; case 522: bar = 1.22; break; case 523: bar = 1.22; break; case 524: bar = 1.21; break; case 525: bar = 1.21; break; case 526: bar = 1.21; break; case 527: bar = 1.2; break; case 528: bar = 1.2; break; case 529: bar = 1.2; break; case 530: bar = 1.19; break; case 531: bar = 1.19; break; case 532: bar = 1.18; break; case 533: bar = 1.18; break; case 534: bar = 1.18; break; case 535: bar = 1.17; break; case 536: bar = 1.17; break; case 537: bar = 1.17; break; case 538: bar = 1.16; break; case 539: bar = 1.16; break; case 540: bar = 1.16; break; case 541: bar = 1.15; break; case 542: bar = 1.15; break; case 543: bar = 1.15; break; case 544: bar = 1.14; break; case 545: bar = 1.14; break; case 546: bar = 1.14; break; case 547: bar = 1.13; break; case 548: bar = 1.13; break; case 549: bar = 1.13; break; case 550: bar = 1.12; break; case 551: bar = 1.12; break; case 552: bar = 1.12; break; case 553: bar = 1.12; break; case 554: bar = 1.11; break; case 555: bar = 1.11; break; case 556: bar = 1.11; break; case 557: bar = 1.1; break; case 558: bar = 1.1; break; case 559: bar = 1.1; break; case 560: bar = 1.09; break; case 561: bar = 1.09; break; case 562: bar = 1.09; break; case 563: bar = 1.08; break; case 564: bar = 1.08; break; case 565: bar = 1.08; break; case 566: bar = 1.07; break; case 567: bar = 1.07; break; case 568: bar = 1.07; break; case 569: bar = 1.07; break; case 570: bar = 1.06; break; case 571: bar = 1.06; break; case 572: bar = 1.06; break; case 573: bar = 1.05; break; case 574: bar = 1.05; break; case 575: bar = 1.05; break; case 576: bar = 1.04; break; case 577: bar = 1.04; break; case 578: bar = 1.04; break; case 579: bar = 1.04; break; case 580: bar = 1.03; break; case 581: bar = 1.03; break; case 582: bar = 1.03; break; case 583: bar = 1.02; break; case 584: bar = 1.02; break; case 585: bar = 1.02; break; case 586: bar = 1.02; break; case 587: bar = 1.01; break; case 588: bar = 1.01; break; case 589: bar = 1.01; break; case 590: bar = 1; break; case 591: bar = 1; break; case 592: bar = 1; break; case 593: bar = 1; break; case 594: bar = 0.99; break; case 595: bar = 0.99; break; case 596: bar = 0.99; break; case 597: bar = 0.98; break; case 598: bar = 0.98; break; case 599: bar = 0.98; break; case 600: bar = 0.98; break; case 601: bar = 0.97; break; case 602: bar = 0.97; break; case 603: bar = 0.97; break; case 604: bar = 0.96; break; case 605: bar = 0.96; break; case 606: bar = 0.96; break; case 607: bar = 0.96; break; case 608: bar = 0.95; break; case 609: bar = 0.95; break; case 610: bar = 0.95; break; case 611: bar = 0.95; break; case 612: bar = 0.94; break; case 613: bar = 0.94; break; case 614: bar = 0.94; break; case 615: bar = 0.94; break; case 616: bar = 0.93; break; case 617: bar = 0.93; break; case 618: bar = 0.93; break; case 619: bar = 0.92; break; case 620: bar = 0.92; break; case 621: bar = 0.92; break; case 622: bar = 0.92; break; case 623: bar = 0.91; break; case 624: bar = 0.91; break; case 625: bar = 0.91; break; case 626: bar = 0.91; break; case 627: bar = 0.9; break; case 628: bar = 0.9; break; case 629: bar = 0.9; break; case 630: bar = 0.9; break; case 631: bar = 0.89; break; case 632: bar = 0.89; break; case 633: bar = 0.89; break; case 634: bar = 0.89; break; case 635: bar = 0.88; break; case 636: bar = 0.88; break; case 637: bar = 0.88; break; case 638: bar = 0.88; break; case 639: bar = 0.87; break; case 640: bar = 0.87; break; case 641: bar = 0.87; break; case 642: bar = 0.87; break; case 643: bar = 0.86; break; case 644: bar = 0.86; break; case 645: bar = 0.86; break; case 646: bar = 0.86; break; case 647: bar = 0.85; break; case 648: bar = 0.85; break; case 649: bar = 0.85; break; case 650: bar = 0.85; break; case 651: bar = 0.84; break; case 652: bar = 0.84; break; case 653: bar = 0.84; break; case 654: bar = 0.84; break; case 655: bar = 0.84; break; case 656: bar = 0.83; break; case 657: bar = 0.83; break; case 658: bar = 0.83; break; case 659: bar = 0.83; break; case 660: bar = 0.82; break; case 661: bar = 0.82; break; case 662: bar = 0.82; break; case 663: bar = 0.82; break; case 664: bar = 0.81; break; case 665: bar = 0.81; break; case 666: bar = 0.81; break; case 667: bar = 0.81; break; case 668: bar = 0.81; break; case 669: bar = 0.8; break; case 670: bar = 0.8; break; case 671: bar = 0.8; break; case 672: bar = 0.8; break; case 673: bar = 0.79; break; case 674: bar = 0.79; break; case 675: bar = 0.79; break; case 676: bar = 0.79; break; case 677: bar = 0.78; break; case 678: bar = 0.78; break; case 679: bar = 0.78; break; case 680: bar = 0.78; break; case 681: bar = 0.78; break; case 682: bar = 0.77; break; case 683: bar = 0.77; break; case 684: bar = 0.77; break; case 685: bar = 0.77; break; case 686: bar = 0.77; break; case 687: bar = 0.76; break; case 688: bar = 0.76; break; case 689: bar = 0.76; break; case 690: bar = 0.76; break; case 691: bar = 0.75; break; case 692: bar = 0.75; break; case 693: bar = 0.75; break; case 694: bar = 0.75; break; case 695: bar = 0.75; break; case 696: bar = 0.74; break; case 697: bar = 0.74; break; case 698: bar = 0.74; break; case 699: bar = 0.74; break; case 700: bar = 0.74; break; case 701: bar = 0.73; break; case 702: bar = 0.73; break; case 703: bar = 0.73; break; case 704: bar = 0.73; break; case 705: bar = 0.72; break; case 706: bar = 0.72; break; case 707: bar = 0.72; break; case 708: bar = 0.72; break; case 709: bar = 0.72; break; case 710: bar = 0.71; break; case 711: bar = 0.71; break; case 712: bar = 0.71; break; case 713: bar = 0.71; break; case 714: bar = 0.71; break; case 715: bar = 0.7; break; case 716: bar = 0.7; break; case 717: bar = 0.7; break; case 718: bar = 0.7; break; case 719: bar = 0.7; break; case 720: bar = 0.69; break; case 721: bar = 0.69; break; case 722: bar = 0.69; break; case 723: bar = 0.69; break; case 724: bar = 0.69; break; case 725: bar = 0.68; break; case 726: bar = 0.68; break; case 727: bar = 0.68; break; case 728: bar = 0.68; break; case 729: bar = 0.68; break; case 730: bar = 0.67; break; case 731: bar = 0.67; break; case 732: bar = 0.67; break; case 733: bar = 0.67; break; case 734: bar = 0.67; break; case 735: bar = 0.67; break; case 736: bar = 0.66; break; case 737: bar = 0.66; break; case 738: bar = 0.66; break; case 739: bar = 0.66; break; case 740: bar = 0.66; break; case 741: bar = 0.65; break; case 742: bar = 0.65; break; case 743: bar = 0.65; break; case 744: bar = 0.65; break; case 745: bar = 0.65; break; case 746: bar = 0.64; break; case 747: bar = 0.64; break; case 748: bar = 0.64; break; case 749: bar = 0.64; break; case 750: bar = 0.64; break; case 751: bar = 0.64; break; case 752: bar = 0.63; break; case 753: bar = 0.63; break; case 754: bar = 0.63; break; case 755: bar = 0.63; break; case 756: bar = 0.63; break; case 757: bar = 0.62; break; case 758: bar = 0.62; break; case 759: bar = 0.62; break; case 760: bar = 0.62; break; case 761: bar = 0.62; break; case 762: bar = 0.61; break; case 763: bar = 0.61; break; case 764: bar = 0.61; break; case 765: bar = 0.61; break; case 766: bar = 0.61; break; case 767: bar = 0.61; break; case 768: bar = 0.6; break; case 769: bar = 0.6; break; case 770: bar = 0.6; break; case 771: bar = 0.6; break; case 772: bar = 0.6; break; case 773: bar = 0.6; break; case 774: bar = 0.59; break; case 775: bar = 0.59; break; case 776: bar = 0.59; break; case 777: bar = 0.59; break; case 778: bar = 0.59; break; case 779: bar = 0.59; break; case 780: bar = 0.58; break; case 781: bar = 0.58; break; case 782: bar = 0.58; break; case 783: bar = 0.58; break; case 784: bar = 0.58; break; case 785: bar = 0.57; break; case 786: bar = 0.57; break; case 787: bar = 0.57; break; case 788: bar = 0.57; break; case 789: bar = 0.57; break; case 790: bar = 0.57; break; case 791: bar = 0.56; break; case 792: bar = 0.56; break; case 793: bar = 0.56; break; case 794: bar = 0.56; break; case 795: bar = 0.56; break; case 796: bar = 0.56; break; case 797: bar = 0.55; break; case 798: bar = 0.55; break; case 799: bar = 0.55; break; case 800: bar = 0.55; break; case 801: bar = 0.55; break; case 802: bar = 0.55; break; case 803: bar = 0.54; break; case 804: bar = 0.54; break; case 805: bar = 0.54; break; case 806: bar = 0.54; break; case 807: bar = 0.54; break; case 808: bar = 0.54; break; case 809: bar = 0.53; break; case 810: bar = 0.53; break; case 811: bar = 0.53; break; case 812: bar = 0.53; break; case 813: bar = 0.53; break; case 814: bar = 0.53; break; case 815: bar = 0.53; break; case 816: bar = 0.52; break; case 817: bar = 0.52; break; case 818: bar = 0.52; break; case 819: bar = 0.52; break; case 820: bar = 0.52; break; case 821: bar = 0.52; break; case 822: bar = 0.51; break; case 823: bar = 0.51; break; case 824: bar = 0.51; break; case 825: bar = 0.51; break; case 826: bar = 0.51; break; case 827: bar = 0.51; break; case 828: bar = 0.5; break; case 829: bar = 0.5; break; case 830: bar = 0.5; break; case 831: bar = 0.5; break; case 832: bar = 0.5; break; case 833: bar = 0.5; break; case 834: bar = 0.5; break; case 835: bar = 0.49; break; case 836: bar = 0.49; break; case 837: bar = 0.49; break; case 838: bar = 0.49; break; case 839: bar = 0.49; break; case 840: bar = 0.49; break; case 841: bar = 0.48; break; case 842: bar = 0.48; break; case 843: bar = 0.48; break; case 844: bar = 0.48; break; case 845: bar = 0.48; break; case 846: bar = 0.48; break; case 847: bar = 0.48; break; case 848: bar = 0.47; break; case 849: bar = 0.47; break; case 850: bar = 0.47; break; case 851: bar = 0.47; break; case 852: bar = 0.47; break; case 853: bar = 0.47; break; case 854: bar = 0.47; break; case 855: bar = 0.46; break; case 856: bar = 0.46; break; case 857: bar = 0.46; break; case 858: bar = 0.46; break; case 859: bar = 0.46; break; case 860: bar = 0.46; break; case 861: bar = 0.46; break; case 862: bar = 0.45; break; case 863: bar = 0.45; break; case 864: bar = 0.45; break; case 865: bar = 0.45; break; case 866: bar = 0.45; break; case 867: bar = 0.45; break; case 868: bar = 0.45; break; case 869: bar = 0.44; break; case 870: bar = 0.44; break; case 871: bar = 0.44; break; case 872: bar = 0.44; break; case 873: bar = 0.44; break; case 874: bar = 0.44; break; case 875: bar = 0.44; break; case 876: bar = 0.43; break; case 877: bar = 0.43; break; case 878: bar = 0.43; break; case 879: bar = 0.43; break; case 880: bar = 0.43; break; case 881: bar = 0.43; break; case 882: bar = 0.43; break; case 883: bar = 0.42; break; case 884: bar = 0.42; break; case 885: bar = 0.42; break; case 886: bar = 0.42; break; case 887: bar = 0.42; break; case 888: bar = 0.42; break; case 889: bar = 0.42; break; case 890: bar = 0.41; break; case 891: bar = 0.41; break; case 892: bar = 0.41; break; case 893: bar = 0.41; break; case 894: bar = 0.41; break; case 895: bar = 0.41; break; case 896: bar = 0.41; break; case 897: bar = 0.41; break; case 898: bar = 0.4; break; case 899: bar = 0.4; break; case 900: bar = 0.4; break; case 901: bar = 0.4; break; case 902: bar = 0.4; break; case 903: bar = 0.4; break; case 904: bar = 0.4; break; case 905: bar = 0.39; break; case 906: bar = 0.39; break; case 907: bar = 0.39; break; case 908: bar = 0.39; break; case 909: bar = 0.39; break; case 910: bar = 0.39; break; case 911: bar = 0.39; break; case 912: bar = 0.39; break; case 913: bar = 0.38; break; case 914: bar = 0.38; break; case 915: bar = 0.38; break; case 916: bar = 0.38; break; case 917: bar = 0.38; break; case 918: bar = 0.38; break; case 919: bar = 0.38; break; case 920: bar = 0.38; break; case 921: bar = 0.37; break; case 922: bar = 0.37; break; case 923: bar = 0.37; break; case 924: bar = 0.37; break; case 925: bar = 0.37; break; case 926: bar = 0.37; break; case 927: bar = 0.37; break; case 928: bar = 0.37; break; case 929: bar = 0.36; break; case 930: bar = 0.36; break; case 931: bar = 0.36; break; case 932: bar = 0.36; break; case 933: bar = 0.36; break; case 934: bar = 0.36; break; case 935: bar = 0.36; break; case 936: bar = 0.36; break; case 937: bar = 0.35; break; case 938: bar = 0.35; break; case 939: bar = 0.35; break; case 940: bar = 0.35; break; case 941: bar = 0.35; break; case 942: bar = 0.35; break; case 943: bar = 0.35; break; case 944: bar = 0.35; break; case 945: bar = 0.34; break; case 946: bar = 0.34; break; case 947: bar = 0.34; break; case 948: bar = 0.34; break; case 949: bar = 0.34; break; case 950: bar = 0.34; break; case 951: bar = 0.34; break; case 952: bar = 0.34; break; case 953: bar = 0.33; break; case 954: bar = 0.33; break; case 955: bar = 0.33; break; case 956: bar = 0.33; break; case 957: bar = 0.33; break; case 958: bar = 0.33; break; case 959: bar = 0.33; break; case 960: bar = 0.33; break; case 961: bar = 0.32; break; case 962: bar = 0.32; break; case 963: bar = 0.32; break; case 964: bar = 0.32; break; case 965: bar = 0.32; break; case 966: bar = 0.32; break; case 967: bar = 0.32; break; case 968: bar = 0.32; break; case 969: bar = 0.32; break; case 970: bar = 0.31; break; case 971: bar = 0.31; break; case 972: bar = 0.31; break; case 973: bar = 0.31; break; case 974: bar = 0.31; break; case 975: bar = 0.31; break; case 976: bar = 0.31; break; case 977: bar = 0.31; break; case 978: bar = 0.3; break; case 979: bar = 0.3; break; case 980: bar = 0.3; break; case 981: bar = 0.3; break; case 982: bar = 0.3; break; case 983: bar = 0.3; break; case 984: bar = 0.3; break; case 985: bar = 0.3; break; case 986: bar = 0.3; break; case 987: bar = 0.29; break; case 988: bar = 0.29; break; case 989: bar = 0.29; break; case 990: bar = 0.29; break; case 991: bar = 0.29; break; case 992: bar = 0.29; break; case 993: bar = 0.29; break; case 994: bar = 0.29; break; case 995: bar = 0.29; break; case 996: bar = 0.28; break; case 997: bar = 0.28; break; case 998: bar = 0.28; break; case 999: bar = 0.28; break; case 1000: bar = 0.28; break; case 1001: bar = 0.28; break; case 1002: bar = 0.28; break; case 1003: bar = 0.28; break; case 1004: bar = 0.28; break; case 1005: bar = 0.27; break; case 1006: bar = 0.27; break; case 1007: bar = 0.27; break; case 1008: bar = 0.27; break; case 1009: bar = 0.27; break; case 1010: bar = 0.27; break; case 1011: bar = 0.27; break; case 1012: bar = 0.27; break; case 1013: bar = 0.27; break; case 1014: bar = 0.26; break; case 1015: bar = 0.26; break; case 1016: bar = 0.26; break; case 1017: bar = 0.26; break; case 1018: bar = 0.26; break; case 1019: bar = 0.26; break; case 1020: bar = 0.26; break; case 1021: bar = 0.26; break; case 1022: bar = 0.26; break; case 1023: bar = 0.26; break; case 1024: bar = 0.25; break;
case 44: bar = 15.37; break; | case 44: bar = 15.37; break; case 45: bar = 15.08; break; case 46: bar = 14.81; break; case 47: bar = 14.54; break; case 48: bar = 14.28; break; case 49: bar = 14.04; break; case 50: bar = 13.8; break; case 51: bar = 13.57; break; case 52: bar = 13.35; break; case 53: bar = 13.13; break; case 54: bar = 12.93; break; case 55: bar = 12.73; break; case 56: bar = 12.53; break; case 57: bar = 12.34; break; case 58: bar = 12.16; break; case 59: bar = 11.98; break; case 60: bar = 11.81; break; case 61: bar = 11.65; break; case 62: bar = 11.48; break; case 63: bar = 11.33; break; case 64: bar = 11.17; break; case 65: bar = 11.02; break; case 66: bar = 10.88; break; case 67: bar = 10.74; break; case 68: bar = 10.6; break; case 69: bar = 10.47; break; case 70: bar = 10.34; break; case 71: bar = 10.21; break; case 72: bar = 10.09; break; case 73: bar = 9.97; break; case 74: bar = 9.85; break; case 75: bar = 9.73; break; case 76: bar = 9.62; break; case 77: bar = 9.51; break; case 78: bar = 9.4; break; case 79: bar = 9.3; break; case 80: bar = 9.19; break; case 81: bar = 9.09; break; case 82: bar = 9; break; case 83: bar = 8.9; break; case 84: bar = 8.81; break; case 85: bar = 8.71; break; case 86: bar = 8.62; break; case 87: bar = 8.53; break; case 88: bar = 8.45; break; case 89: bar = 8.36; break; case 90: bar = 8.28; break; case 91: bar = 8.2; break; case 92: bar = 8.12; break; case 93: bar = 8.04; break; case 94: bar = 7.96; break; case 95: bar = 7.89; break; case 96: bar = 7.81; break; case 97: bar = 7.74; break; case 98: bar = 7.67; break; case 99: bar = 7.6; break; case 100: bar = 7.53; break; case 101: bar = 7.46; break; case 102: bar = 7.4; break; case 103: bar = 7.33; break; case 104: bar = 7.27; break; case 105: bar = 7.2; break; case 106: bar = 7.14; break; case 107: bar = 7.08; break; case 108: bar = 7.02; break; case 109: bar = 6.96; break; case 110: bar = 6.9; break; case 111: bar = 6.85; break; case 112: bar = 6.79; break; case 113: bar = 6.74; break; case 114: bar = 6.68; break; case 115: bar = 6.63; break; case 116: bar = 6.57; break; case 117: bar = 6.52; break; case 118: bar = 6.47; break; case 119: bar = 6.42; break; case 120: bar = 6.37; break; case 121: bar = 6.32; break; case 122: bar = 6.27; break; case 123: bar = 6.23; break; case 124: bar = 6.18; break; case 125: bar = 6.13; break; case 126: bar = 6.09; break; case 127: bar = 6.04; break; case 128: bar = 6; break; case 129: bar = 5.95; break; case 130: bar = 5.91; break; case 131: bar = 5.87; break; case 132: bar = 5.83; break; case 133: bar = 5.79; break; case 134: bar = 5.75; break; case 135: bar = 5.71; break; case 136: bar = 5.67; break; case 137: bar = 5.63; break; case 138: bar = 5.59; break; case 139: bar = 5.55; break; case 140: bar = 5.51; break; case 141: bar = 5.47; break; case 142: bar = 5.44; break; case 143: bar = 5.4; break; case 144: bar = 5.37; break; case 145: bar = 5.33; break; case 146: bar = 5.3; break; case 147: bar = 5.26; break; case 148: bar = 5.23; break; case 149: bar = 5.19; break; case 150: bar = 5.16; break; case 151: bar = 5.13; break; case 152: bar = 5.09; break; case 153: bar = 5.06; break; case 154: bar = 5.03; break; case 155: bar = 5; break; case 156: bar = 4.97; break; case 157: bar = 4.94; break; case 158: bar = 4.91; break; case 159: bar = 4.88; break; case 160: bar = 4.85; break; case 161: bar = 4.82; break; case 162: bar = 4.79; break; case 163: bar = 4.76; break; case 164: bar = 4.73; break; case 165: bar = 4.7; break; case 166: bar = 4.68; break; case 167: bar = 4.65; break; case 168: bar = 4.62; break; case 169: bar = 4.59; break; case 170: bar = 4.57; break; case 171: bar = 4.54; break; case 172: bar = 4.52; break; case 173: bar = 4.49; break; case 174: bar = 4.46; break; case 175: bar = 4.44; break; case 176: bar = 4.41; break; case 177: bar = 4.39; break; case 178: bar = 4.36; break; case 179: bar = 4.34; break; case 180: bar = 4.32; break; case 181: bar = 4.29; break; case 182: bar = 4.27; break; case 183: bar = 4.25; break; case 184: bar = 4.22; break; case 185: bar = 4.2; break; case 186: bar = 4.18; break; case 187: bar = 4.15; break; case 188: bar = 4.13; break; case 189: bar = 4.11; break; case 190: bar = 4.09; break; case 191: bar = 4.07; break; case 192: bar = 4.05; break; case 193: bar = 4.02; break; case 194: bar = 4; break; case 195: bar = 3.98; break; case 196: bar = 3.96; break; case 197: bar = 3.94; break; case 198: bar = 3.92; break; case 199: bar = 3.9; break; case 200: bar = 3.88; break; case 201: bar = 3.86; break; case 202: bar = 3.84; break; case 203: bar = 3.82; break; case 204: bar = 3.8; break; case 205: bar = 3.78; break; case 206: bar = 3.77; break; case 207: bar = 3.75; break; case 208: bar = 3.73; break; case 209: bar = 3.71; break; case 210: bar = 3.69; break; case 211: bar = 3.67; break; case 212: bar = 3.66; break; case 213: bar = 3.64; break; case 214: bar = 3.62; break; case 215: bar = 3.6; break; case 216: bar = 3.59; break; case 217: bar = 3.57; break; case 218: bar = 3.55; break; case 219: bar = 3.53; break; case 220: bar = 3.52; break; case 221: bar = 3.5; break; case 222: bar = 3.48; break; case 223: bar = 3.47; break; case 224: bar = 3.45; break; case 225: bar = 3.44; break; case 226: bar = 3.42; break; case 227: bar = 3.4; break; case 228: bar = 3.39; break; case 229: bar = 3.37; break; case 230: bar = 3.36; break; case 231: bar = 3.34; break; case 232: bar = 3.33; break; case 233: bar = 3.31; break; case 234: bar = 3.3; break; case 235: bar = 3.28; break; case 236: bar = 3.27; break; case 237: bar = 3.25; break; case 238: bar = 3.24; break; case 239: bar = 3.22; break; case 240: bar = 3.21; break; case 241: bar = 3.19; break; case 242: bar = 3.18; break; case 243: bar = 3.17; break; case 244: bar = 3.15; break; case 245: bar = 3.14; break; case 246: bar = 3.12; break; case 247: bar = 3.11; break; case 248: bar = 3.1; break; case 249: bar = 3.08; break; case 250: bar = 3.07; break; case 251: bar = 3.06; break; case 252: bar = 3.04; break; case 253: bar = 3.03; break; case 254: bar = 3.02; break; case 255: bar = 3.01; break; case 256: bar = 2.99; break; case 257: bar = 2.98; break; case 258: bar = 2.97; break; case 259: bar = 2.96; break; case 260: bar = 2.94; break; case 261: bar = 2.93; break; case 262: bar = 2.92; break; case 263: bar = 2.91; break; case 264: bar = 2.89; break; case 265: bar = 2.88; break; case 266: bar = 2.87; break; case 267: bar = 2.86; break; case 268: bar = 2.85; break; case 269: bar = 2.83; break; case 270: bar = 2.82; break; case 271: bar = 2.81; break; case 272: bar = 2.8; break; case 273: bar = 2.79; break; case 274: bar = 2.78; break; case 275: bar = 2.77; break; case 276: bar = 2.76; break; case 277: bar = 2.74; break; case 278: bar = 2.73; break; case 279: bar = 2.72; break; case 280: bar = 2.71; break; case 281: bar = 2.7; break; case 282: bar = 2.69; break; case 283: bar = 2.68; break; case 284: bar = 2.67; break; case 285: bar = 2.66; break; case 286: bar = 2.65; break; case 287: bar = 2.64; break; case 288: bar = 2.63; break; case 289: bar = 2.62; break; case 290: bar = 2.61; break; case 291: bar = 2.6; break; case 292: bar = 2.59; break; case 293: bar = 2.58; break; case 294: bar = 2.57; break; case 295: bar = 2.56; break; case 296: bar = 2.55; break; case 297: bar = 2.54; break; case 298: bar = 2.53; break; case 299: bar = 2.52; break; case 300: bar = 2.51; break; case 301: bar = 2.5; break; case 302: bar = 2.49; break; case 303: bar = 2.48; break; case 304: bar = 2.47; break; case 305: bar = 2.46; break; case 306: bar = 2.45; break; case 307: bar = 2.44; break; case 308: bar = 2.43; break; case 309: bar = 2.42; break; case 310: bar = 2.41; break; case 311: bar = 2.41; break; case 312: bar = 2.4; break; case 313: bar = 2.39; break; case 314: bar = 2.38; break; case 315: bar = 2.37; break; case 316: bar = 2.36; break; case 317: bar = 2.35; break; case 318: bar = 2.34; break; case 319: bar = 2.34; break; case 320: bar = 2.33; break; case 321: bar = 2.32; break; case 322: bar = 2.31; break; case 323: bar = 2.3; break; case 324: bar = 2.29; break; case 325: bar = 2.28; break; case 326: bar = 2.28; break; case 327: bar = 2.27; break; case 328: bar = 2.26; break; case 329: bar = 2.25; break; case 330: bar = 2.24; break; case 331: bar = 2.24; break; case 332: bar = 2.23; break; case 333: bar = 2.22; break; case 334: bar = 2.21; break; case 335: bar = 2.2; break; case 336: bar = 2.2; break; case 337: bar = 2.19; break; case 338: bar = 2.18; break; case 339: bar = 2.17; break; case 340: bar = 2.17; break; case 341: bar = 2.16; break; case 342: bar = 2.15; break; case 343: bar = 2.14; break; case 344: bar = 2.13; break; case 345: bar = 2.13; break; case 346: bar = 2.12; break; case 347: bar = 2.11; break; case 348: bar = 2.11; break; case 349: bar = 2.1; break; case 350: bar = 2.09; break; case 351: bar = 2.08; break; case 352: bar = 2.08; break; case 353: bar = 2.07; break; case 354: bar = 2.06; break; case 355: bar = 2.05; break; case 356: bar = 2.05; break; case 357: bar = 2.04; break; case 358: bar = 2.03; break; case 359: bar = 2.03; break; case 360: bar = 2.02; break; case 361: bar = 2.01; break; case 362: bar = 2.01; break; case 363: bar = 2; break; case 364: bar = 1.99; break; case 365: bar = 1.99; break; case 366: bar = 1.98; break; case 367: bar = 1.97; break; case 368: bar = 1.97; break; case 369: bar = 1.96; break; case 370: bar = 1.95; break; case 371: bar = 1.95; break; case 372: bar = 1.94; break; case 373: bar = 1.93; break; case 374: bar = 1.93; break; case 375: bar = 1.92; break; case 376: bar = 1.91; break; case 377: bar = 1.91; break; case 378: bar = 1.9; break; case 379: bar = 1.89; break; case 380: bar = 1.89; break; case 381: bar = 1.88; break; case 382: bar = 1.88; break; case 383: bar = 1.87; break; case 384: bar = 1.86; break; case 385: bar = 1.86; break; case 386: bar = 1.85; break; case 387: bar = 1.85; break; case 388: bar = 1.84; break; case 389: bar = 1.83; break; case 390: bar = 1.83; break; case 391: bar = 1.82; break; case 392: bar = 1.82; break; case 393: bar = 1.81; break; case 394: bar = 1.8; break; case 395: bar = 1.8; break; case 396: bar = 1.79; break; case 397: bar = 1.79; break; case 398: bar = 1.78; break; case 399: bar = 1.77; break; case 400: bar = 1.77; break; case 401: bar = 1.76; break; case 402: bar = 1.76; break; case 403: bar = 1.75; break; case 404: bar = 1.75; break; case 405: bar = 1.74; break; case 406: bar = 1.73; break; case 407: bar = 1.73; break; case 408: bar = 1.72; break; case 409: bar = 1.72; break; case 410: bar = 1.71; break; case 411: bar = 1.71; break; case 412: bar = 1.7; break; case 413: bar = 1.7; break; case 414: bar = 1.69; break; case 415: bar = 1.69; break; case 416: bar = 1.68; break; case 417: bar = 1.67; break; case 418: bar = 1.67; break; case 419: bar = 1.66; break; case 420: bar = 1.66; break; case 421: bar = 1.65; break; case 422: bar = 1.65; break; case 423: bar = 1.64; break; case 424: bar = 1.64; break; case 425: bar = 1.63; break; case 426: bar = 1.63; break; case 427: bar = 1.62; break; case 428: bar = 1.62; break; case 429: bar = 1.61; break; case 430: bar = 1.61; break; case 431: bar = 1.6; break; case 432: bar = 1.6; break; case 433: bar = 1.59; break; case 434: bar = 1.59; break; case 435: bar = 1.58; break; case 436: bar = 1.58; break; case 437: bar = 1.57; break; case 438: bar = 1.57; break; case 439: bar = 1.56; break; case 440: bar = 1.56; break; case 441: bar = 1.55; break; case 442: bar = 1.55; break; case 443: bar = 1.54; break; case 444: bar = 1.54; break; case 445: bar = 1.53; break; case 446: bar = 1.53; break; case 447: bar = 1.53; break; case 448: bar = 1.52; break; case 449: bar = 1.52; break; case 450: bar = 1.51; break; case 451: bar = 1.51; break; case 452: bar = 1.5; break; case 453: bar = 1.5; break; case 454: bar = 1.49; break; case 455: bar = 1.49; break; case 456: bar = 1.48; break; case 457: bar = 1.48; break; case 458: bar = 1.47; break; case 459: bar = 1.47; break; case 460: bar = 1.47; break; case 461: bar = 1.46; break; case 462: bar = 1.46; break; case 463: bar = 1.45; break; case 464: bar = 1.45; break; case 465: bar = 1.44; break; case 466: bar = 1.44; break; case 467: bar = 1.44; break; case 468: bar = 1.43; break; case 469: bar = 1.43; break; case 470: bar = 1.42; break; case 471: bar = 1.42; break; case 472: bar = 1.41; break; case 473: bar = 1.41; break; case 474: bar = 1.41; break; case 475: bar = 1.4; break; case 476: bar = 1.4; break; case 477: bar = 1.39; break; case 478: bar = 1.39; break; case 479: bar = 1.38; break; case 480: bar = 1.38; break; case 481: bar = 1.38; break; case 482: bar = 1.37; break; case 483: bar = 1.37; break; case 484: bar = 1.36; break; case 485: bar = 1.36; break; case 486: bar = 1.36; break; case 487: bar = 1.35; break; case 488: bar = 1.35; break; case 489: bar = 1.34; break; case 490: bar = 1.34; break; case 491: bar = 1.34; break; case 492: bar = 1.33; break; case 493: bar = 1.33; break; case 494: bar = 1.32; break; case 495: bar = 1.32; break; case 496: bar = 1.32; break; case 497: bar = 1.31; break; case 498: bar = 1.31; break; case 499: bar = 1.3; break; case 500: bar = 1.3; break; case 501: bar = 1.3; break; case 502: bar = 1.29; break; case 503: bar = 1.29; break; case 504: bar = 1.29; break; case 505: bar = 1.28; break; case 506: bar = 1.28; break; case 507: bar = 1.27; break; case 508: bar = 1.27; break; case 509: bar = 1.27; break; case 510: bar = 1.26; break; case 511: bar = 1.26; break; case 512: bar = 1.26; break; case 513: bar = 1.25; break; case 514: bar = 1.25; break; case 515: bar = 1.24; break; case 516: bar = 1.24; break; case 517: bar = 1.24; break; case 518: bar = 1.23; break; case 519: bar = 1.23; break; case 520: bar = 1.23; break; case 521: bar = 1.22; break; case 522: bar = 1.22; break; case 523: bar = 1.22; break; case 524: bar = 1.21; break; case 525: bar = 1.21; break; case 526: bar = 1.21; break; case 527: bar = 1.2; break; case 528: bar = 1.2; break; case 529: bar = 1.2; break; case 530: bar = 1.19; break; case 531: bar = 1.19; break; case 532: bar = 1.18; break; case 533: bar = 1.18; break; case 534: bar = 1.18; break; case 535: bar = 1.17; break; case 536: bar = 1.17; break; case 537: bar = 1.17; break; case 538: bar = 1.16; break; case 539: bar = 1.16; break; case 540: bar = 1.16; break; case 541: bar = 1.15; break; case 542: bar = 1.15; break; case 543: bar = 1.15; break; case 544: bar = 1.14; break; case 545: bar = 1.14; break; case 546: bar = 1.14; break; case 547: bar = 1.13; break; case 548: bar = 1.13; break; case 549: bar = 1.13; break; case 550: bar = 1.12; break; case 551: bar = 1.12; break; case 552: bar = 1.12; break; case 553: bar = 1.12; break; case 554: bar = 1.11; break; case 555: bar = 1.11; break; case 556: bar = 1.11; break; case 557: bar = 1.1; break; case 558: bar = 1.1; break; case 559: bar = 1.1; break; case 560: bar = 1.09; break; case 561: bar = 1.09; break; case 562: bar = 1.09; break; case 563: bar = 1.08; break; case 564: bar = 1.08; break; case 565: bar = 1.08; break; case 566: bar = 1.07; break; case 567: bar = 1.07; break; case 568: bar = 1.07; break; case 569: bar = 1.07; break; case 570: bar = 1.06; break; case 571: bar = 1.06; break; case 572: bar = 1.06; break; case 573: bar = 1.05; break; case 574: bar = 1.05; break; case 575: bar = 1.05; break; case 576: bar = 1.04; break; case 577: bar = 1.04; break; case 578: bar = 1.04; break; case 579: bar = 1.04; break; case 580: bar = 1.03; break; case 581: bar = 1.03; break; case 582: bar = 1.03; break; case 583: bar = 1.02; break; case 584: bar = 1.02; break; case 585: bar = 1.02; break; case 586: bar = 1.02; break; case 587: bar = 1.01; break; case 588: bar = 1.01; break; case 589: bar = 1.01; break; case 590: bar = 1; break; case 591: bar = 1; break; case 592: bar = 1; break; case 593: bar = 1; break; case 594: bar = 0.99; break; case 595: bar = 0.99; break; case 596: bar = 0.99; break; case 597: bar = 0.98; break; case 598: bar = 0.98; break; case 599: bar = 0.98; break; case 600: bar = 0.98; break; case 601: bar = 0.97; break; case 602: bar = 0.97; break; case 603: bar = 0.97; break; case 604: bar = 0.96; break; case 605: bar = 0.96; break; case 606: bar = 0.96; break; case 607: bar = 0.96; break; case 608: bar = 0.95; break; case 609: bar = 0.95; break; case 610: bar = 0.95; break; case 611: bar = 0.95; break; case 612: bar = 0.94; break; case 613: bar = 0.94; break; case 614: bar = 0.94; break; case 615: bar = 0.94; break; case 616: bar = 0.93; break; case 617: bar = 0.93; break; case 618: bar = 0.93; break; case 619: bar = 0.92; break; case 620: bar = 0.92; break; case 621: bar = 0.92; break; case 622: bar = 0.92; break; case 623: bar = 0.91; break; case 624: bar = 0.91; break; case 625: bar = 0.91; break; case 626: bar = 0.91; break; case 627: bar = 0.9; break; case 628: bar = 0.9; break; case 629: bar = 0.9; break; case 630: bar = 0.9; break; case 631: bar = 0.89; break; case 632: bar = 0.89; break; case 633: bar = 0.89; break; case 634: bar = 0.89; break; case 635: bar = 0.88; break; case 636: bar = 0.88; break; case 637: bar = 0.88; break; case 638: bar = 0.88; break; case 639: bar = 0.87; break; case 640: bar = 0.87; break; case 641: bar = 0.87; break; case 642: bar = 0.87; break; case 643: bar = 0.86; break; case 644: bar = 0.86; break; case 645: bar = 0.86; break; case 646: bar = 0.86; break; case 647: bar = 0.85; break; case 648: bar = 0.85; break; case 649: bar = 0.85; break; case 650: bar = 0.85; break; case 651: bar = 0.84; break; case 652: bar = 0.84; break; case 653: bar = 0.84; break; case 654: bar = 0.84; break; case 655: bar = 0.84; break; case 656: bar = 0.83; break; case 657: bar = 0.83; break; case 658: bar = 0.83; break; case 659: bar = 0.83; break; case 660: bar = 0.82; break; case 661: bar = 0.82; break; case 662: bar = 0.82; break; case 663: bar = 0.82; break; case 664: bar = 0.81; break; case 665: bar = 0.81; break; case 666: bar = 0.81; break; case 667: bar = 0.81; break; case 668: bar = 0.81; break; case 669: bar = 0.8; break; case 670: bar = 0.8; break; case 671: bar = 0.8; break; case 672: bar = 0.8; break; case 673: bar = 0.79; break; case 674: bar = 0.79; break; case 675: bar = 0.79; break; case 676: bar = 0.79; break; case 677: bar = 0.78; break; case 678: bar = 0.78; break; case 679: bar = 0.78; break; case 680: bar = 0.78; break; case 681: bar = 0.78; break; case 682: bar = 0.77; break; case 683: bar = 0.77; break; case 684: bar = 0.77; break; case 685: bar = 0.77; break; case 686: bar = 0.77; break; case 687: bar = 0.76; break; case 688: bar = 0.76; break; case 689: bar = 0.76; break; case 690: bar = 0.76; break; case 691: bar = 0.75; break; case 692: bar = 0.75; break; case 693: bar = 0.75; break; case 694: bar = 0.75; break; case 695: bar = 0.75; break; case 696: bar = 0.74; break; case 697: bar = 0.74; break; case 698: bar = 0.74; break; case 699: bar = 0.74; break; case 700: bar = 0.74; break; case 701: bar = 0.73; break; case 702: bar = 0.73; break; case 703: bar = 0.73; break; case 704: bar = 0.73; break; case 705: bar = 0.72; break; case 706: bar = 0.72; break; case 707: bar = 0.72; break; case 708: bar = 0.72; break; case 709: bar = 0.72; break; case 710: bar = 0.71; break; case 711: bar = 0.71; break; case 712: bar = 0.71; break; case 713: bar = 0.71; break; case 714: bar = 0.71; break; case 715: bar = 0.7; break; case 716: bar = 0.7; break; case 717: bar = 0.7; break; case 718: bar = 0.7; break; case 719: bar = 0.7; break; case 720: bar = 0.69; break; case 721: bar = 0.69; break; case 722: bar = 0.69; break; case 723: bar = 0.69; break; case 724: bar = 0.69; break; case 725: bar = 0.68; break; case 726: bar = 0.68; break; case 727: bar = 0.68; break; case 728: bar = 0.68; break; case 729: bar = 0.68; break; case 730: bar = 0.67; break; case 731: bar = 0.67; break; case 732: bar = 0.67; break; case 733: bar = 0.67; break; case 734: bar = 0.67; break; case 735: bar = 0.67; break; case 736: bar = 0.66; break; case 737: bar = 0.66; break; case 738: bar = 0.66; break; case 739: bar = 0.66; break; case 740: bar = 0.66; break; case 741: bar = 0.65; break; case 742: bar = 0.65; break; case 743: bar = 0.65; break; case 744: bar = 0.65; break; case 745: bar = 0.65; break; case 746: bar = 0.64; break; case 747: bar = 0.64; break; case 748: bar = 0.64; break; case 749: bar = 0.64; break; case 750: bar = 0.64; break; case 751: bar = 0.64; break; case 752: bar = 0.63; break; case 753: bar = 0.63; break; case 754: bar = 0.63; break; case 755: bar = 0.63; break; case 756: bar = 0.63; break; case 757: bar = 0.62; break; case 758: bar = 0.62; break; case 759: bar = 0.62; break; case 760: bar = 0.62; break; case 761: bar = 0.62; break; case 762: bar = 0.61; break; case 763: bar = 0.61; break; case 764: bar = 0.61; break; case 765: bar = 0.61; break; case 766: bar = 0.61; break; case 767: bar = 0.61; break; case 768: bar = 0.6; break; case 769: bar = 0.6; break; case 770: bar = 0.6; break; case 771: bar = 0.6; break; case 772: bar = 0.6; break; case 773: bar = 0.6; break; case 774: bar = 0.59; break; case 775: bar = 0.59; break; case 776: bar = 0.59; break; case 777: bar = 0.59; break; case 778: bar = 0.59; break; case 779: bar = 0.59; break; case 780: bar = 0.58; break; case 781: bar = 0.58; break; case 782: bar = 0.58; break; case 783: bar = 0.58; break; case 784: bar = 0.58; break; case 785: bar = 0.57; break; case 786: bar = 0.57; break; case 787: bar = 0.57; break; case 788: bar = 0.57; break; case 789: bar = 0.57; break; case 790: bar = 0.57; break; case 791: bar = 0.56; break; case 792: bar = 0.56; break; case 793: bar = 0.56; break; case 794: bar = 0.56; break; case 795: bar = 0.56; break; case 796: bar = 0.56; break; case 797: bar = 0.55; break; case 798: bar = 0.55; break; case 799: bar = 0.55; break; case 800: bar = 0.55; break; case 801: bar = 0.55; break; case 802: bar = 0.55; break; case 803: bar = 0.54; break; case 804: bar = 0.54; break; case 805: bar = 0.54; break; case 806: bar = 0.54; break; case 807: bar = 0.54; break; case 808: bar = 0.54; break; case 809: bar = 0.53; break; case 810: bar = 0.53; break; case 811: bar = 0.53; break; case 812: bar = 0.53; break; case 813: bar = 0.53; break; case 814: bar = 0.53; break; case 815: bar = 0.53; break; case 816: bar = 0.52; break; case 817: bar = 0.52; break; case 818: bar = 0.52; break; case 819: bar = 0.52; break; case 820: bar = 0.52; break; case 821: bar = 0.52; break; case 822: bar = 0.51; break; case 823: bar = 0.51; break; case 824: bar = 0.51; break; case 825: bar = 0.51; break; case 826: bar = 0.51; break; case 827: bar = 0.51; break; case 828: bar = 0.5; break; case 829: bar = 0.5; break; case 830: bar = 0.5; break; case 831: bar = 0.5; break; case 832: bar = 0.5; break; case 833: bar = 0.5; break; case 834: bar = 0.5; break; case 835: bar = 0.49; break; case 836: bar = 0.49; break; case 837: bar = 0.49; break; case 838: bar = 0.49; break; case 839: bar = 0.49; break; case 840: bar = 0.49; break; case 841: bar = 0.48; break; case 842: bar = 0.48; break; case 843: bar = 0.48; break; case 844: bar = 0.48; break; case 845: bar = 0.48; break; case 846: bar = 0.48; break; case 847: bar = 0.48; break; case 848: bar = 0.47; break; case 849: bar = 0.47; break; case 850: bar = 0.47; break; case 851: bar = 0.47; break; case 852: bar = 0.47; break; case 853: bar = 0.47; break; case 854: bar = 0.47; break; case 855: bar = 0.46; break; case 856: bar = 0.46; break; case 857: bar = 0.46; break; case 858: bar = 0.46; break; case 859: bar = 0.46; break; case 860: bar = 0.46; break; case 861: bar = 0.46; break; case 862: bar = 0.45; break; case 863: bar = 0.45; break; case 864: bar = 0.45; break; case 865: bar = 0.45; break; case 866: bar = 0.45; break; case 867: bar = 0.45; break; case 868: bar = 0.45; break; case 869: bar = 0.44; break; case 870: bar = 0.44; break; case 871: bar = 0.44; break; case 872: bar = 0.44; break; case 873: bar = 0.44; break; case 874: bar = 0.44; break; case 875: bar = 0.44; break; case 876: bar = 0.43; break; case 877: bar = 0.43; break; case 878: bar = 0.43; break; case 879: bar = 0.43; break; case 880: bar = 0.43; break; case 881: bar = 0.43; break; case 882: bar = 0.43; break; case 883: bar = 0.42; break; case 884: bar = 0.42; break; case 885: bar = 0.42; break; case 886: bar = 0.42; break; case 887: bar = 0.42; break; case 888: bar = 0.42; break; case 889: bar = 0.42; break; case 890: bar = 0.41; break; case 891: bar = 0.41; break; case 892: bar = 0.41; break; case 893: bar = 0.41; break; case 894: bar = 0.41; break; case 895: bar = 0.41; break; case 896: bar = 0.41; break; case 897: bar = 0.41; break; case 898: bar = 0.4; break; case 899: bar = 0.4; break; case 900: bar = 0.4; break; case 901: bar = 0.4; break; case 902: bar = 0.4; break; case 903: bar = 0.4; break; case 904: bar = 0.4; break; case 905: bar = 0.39; break; case 906: bar = 0.39; break; case 907: bar = 0.39; break; case 908: bar = 0.39; break; case 909: bar = 0.39; break; case 910: bar = 0.39; break; case 911: bar = 0.39; break; case 912: bar = 0.39; break; case 913: bar = 0.38; break; case 914: bar = 0.38; break; case 915: bar = 0.38; break; case 916: bar = 0.38; break; case 917: bar = 0.38; break; case 918: bar = 0.38; break; case 919: bar = 0.38; break; case 920: bar = 0.38; break; case 921: bar = 0.37; break; case 922: bar = 0.37; break; case 923: bar = 0.37; break; case 924: bar = 0.37; break; case 925: bar = 0.37; break; case 926: bar = 0.37; break; case 927: bar = 0.37; break; case 928: bar = 0.37; break; case 929: bar = 0.36; break; case 930: bar = 0.36; break; case 931: bar = 0.36; break; case 932: bar = 0.36; break; case 933: bar = 0.36; break; case 934: bar = 0.36; break; case 935: bar = 0.36; break; case 936: bar = 0.36; break; case 937: bar = 0.35; break; case 938: bar = 0.35; break; case 939: bar = 0.35; break; case 940: bar = 0.35; break; case 941: bar = 0.35; break; case 942: bar = 0.35; break; case 943: bar = 0.35; break; case 944: bar = 0.35; break; case 945: bar = 0.34; break; case 946: bar = 0.34; break; case 947: bar = 0.34; break; case 948: bar = 0.34; break; case 949: bar = 0.34; break; case 950: bar = 0.34; break; case 951: bar = 0.34; break; case 952: bar = 0.34; break; case 953: bar = 0.33; break; case 954: bar = 0.33; break; case 955: bar = 0.33; break; case 956: bar = 0.33; break; case 957: bar = 0.33; break; case 958: bar = 0.33; break; case 959: bar = 0.33; break; case 960: bar = 0.33; break; case 961: bar = 0.32; break; case 962: bar = 0.32; break; case 963: bar = 0.32; break; case 964: bar = 0.32; break; case 965: bar = 0.32; break; case 966: bar = 0.32; break; case 967: bar = 0.32; break; case 968: bar = 0.32; break; case 969: bar = 0.32; break; case 970: bar = 0.31; break; case 971: bar = 0.31; break; case 972: bar = 0.31; break; case 973: bar = 0.31; break; case 974: bar = 0.31; break; case 975: bar = 0.31; break; case 976: bar = 0.31; break; case 977: bar = 0.31; break; case 978: bar = 0.3; break; case 979: bar = 0.3; break; case 980: bar = 0.3; break; case 981: bar = 0.3; break; case 982: bar = 0.3; break; case 983: bar = 0.3; break; case 984: bar = 0.3; break; case 985: bar = 0.3; break; case 986: bar = 0.3; break; case 987: bar = 0.29; break; case 988: bar = 0.29; break; case 989: bar = 0.29; break; case 990: bar = 0.29; break; case 991: bar = 0.29; break; case 992: bar = 0.29; break; case 993: bar = 0.29; break; case 994: bar = 0.29; break; case 995: bar = 0.29; break; case 996: bar = 0.28; break; case 997: bar = 0.28; break; case 998: bar = 0.28; break; case 999: bar = 0.28; break; case 1000: bar = 0.28; break; case 1001: bar = 0.28; break; case 1002: bar = 0.28; break; case 1003: bar = 0.28; break; case 1004: bar = 0.28; break; case 1005: bar = 0.27; break; case 1006: bar = 0.27; break; case 1007: bar = 0.27; break; case 1008: bar = 0.27; break; case 1009: bar = 0.27; break; case 1010: bar = 0.27; break; case 1011: bar = 0.27; break; case 1012: bar = 0.27; break; case 1013: bar = 0.27; break; case 1014: bar = 0.26; break; case 1015: bar = 0.26; break; case 1016: bar = 0.26; break; case 1017: bar = 0.26; break; case 1018: bar = 0.26; break; case 1019: bar = 0.26; break; case 1020: bar = 0.26; break; case 1021: bar = 0.26; break; case 1022: bar = 0.26; break; case 1023: bar = 0.26; break; case 1024: bar = 0.25; break;
case 45: bar = 15.08; break; | case 45: bar = 15.08; break; case 46: bar = 14.81; break; case 47: bar = 14.54; break; case 48: bar = 14.28; break; case 49: bar = 14.04; break; case 50: bar = 13.8; break; case 51: bar = 13.57; break; case 52: bar = 13.35; break; case 53: bar = 13.13; break; case 54: bar = 12.93; break; case 55: bar = 12.73; break; case 56: bar = 12.53; break; case 57: bar = 12.34; break; case 58: bar = 12.16; break; case 59: bar = 11.98; break; case 60: bar = 11.81; break; case 61: bar = 11.65; break; case 62: bar = 11.48; break; case 63: bar = 11.33; break; case 64: bar = 11.17; break; case 65: bar = 11.02; break; case 66: bar = 10.88; break; case 67: bar = 10.74; break; case 68: bar = 10.6; break; case 69: bar = 10.47; break; case 70: bar = 10.34; break; case 71: bar = 10.21; break; case 72: bar = 10.09; break; case 73: bar = 9.97; break; case 74: bar = 9.85; break; case 75: bar = 9.73; break; case 76: bar = 9.62; break; case 77: bar = 9.51; break; case 78: bar = 9.4; break; case 79: bar = 9.3; break; case 80: bar = 9.19; break; case 81: bar = 9.09; break; case 82: bar = 9; break; case 83: bar = 8.9; break; case 84: bar = 8.81; break; case 85: bar = 8.71; break; case 86: bar = 8.62; break; case 87: bar = 8.53; break; case 88: bar = 8.45; break; case 89: bar = 8.36; break; case 90: bar = 8.28; break; case 91: bar = 8.2; break; case 92: bar = 8.12; break; case 93: bar = 8.04; break; case 94: bar = 7.96; break; case 95: bar = 7.89; break; case 96: bar = 7.81; break; case 97: bar = 7.74; break; case 98: bar = 7.67; break; case 99: bar = 7.6; break; case 100: bar = 7.53; break; case 101: bar = 7.46; break; case 102: bar = 7.4; break; case 103: bar = 7.33; break; case 104: bar = 7.27; break; case 105: bar = 7.2; break; case 106: bar = 7.14; break; case 107: bar = 7.08; break; case 108: bar = 7.02; break; case 109: bar = 6.96; break; case 110: bar = 6.9; break; case 111: bar = 6.85; break; case 112: bar = 6.79; break; case 113: bar = 6.74; break; case 114: bar = 6.68; break; case 115: bar = 6.63; break; case 116: bar = 6.57; break; case 117: bar = 6.52; break; case 118: bar = 6.47; break; case 119: bar = 6.42; break; case 120: bar = 6.37; break; case 121: bar = 6.32; break; case 122: bar = 6.27; break; case 123: bar = 6.23; break; case 124: bar = 6.18; break; case 125: bar = 6.13; break; case 126: bar = 6.09; break; case 127: bar = 6.04; break; case 128: bar = 6; break; case 129: bar = 5.95; break; case 130: bar = 5.91; break; case 131: bar = 5.87; break; case 132: bar = 5.83; break; case 133: bar = 5.79; break; case 134: bar = 5.75; break; case 135: bar = 5.71; break; case 136: bar = 5.67; break; case 137: bar = 5.63; break; case 138: bar = 5.59; break; case 139: bar = 5.55; break; case 140: bar = 5.51; break; case 141: bar = 5.47; break; case 142: bar = 5.44; break; case 143: bar = 5.4; break; case 144: bar = 5.37; break; case 145: bar = 5.33; break; case 146: bar = 5.3; break; case 147: bar = 5.26; break; case 148: bar = 5.23; break; case 149: bar = 5.19; break; case 150: bar = 5.16; break; case 151: bar = 5.13; break; case 152: bar = 5.09; break; case 153: bar = 5.06; break; case 154: bar = 5.03; break; case 155: bar = 5; break; case 156: bar = 4.97; break; case 157: bar = 4.94; break; case 158: bar = 4.91; break; case 159: bar = 4.88; break; case 160: bar = 4.85; break; case 161: bar = 4.82; break; case 162: bar = 4.79; break; case 163: bar = 4.76; break; case 164: bar = 4.73; break; case 165: bar = 4.7; break; case 166: bar = 4.68; break; case 167: bar = 4.65; break; case 168: bar = 4.62; break; case 169: bar = 4.59; break; case 170: bar = 4.57; break; case 171: bar = 4.54; break; case 172: bar = 4.52; break; case 173: bar = 4.49; break; case 174: bar = 4.46; break; case 175: bar = 4.44; break; case 176: bar = 4.41; break; case 177: bar = 4.39; break; case 178: bar = 4.36; break; case 179: bar = 4.34; break; case 180: bar = 4.32; break; case 181: bar = 4.29; break; case 182: bar = 4.27; break; case 183: bar = 4.25; break; case 184: bar = 4.22; break; case 185: bar = 4.2; break; case 186: bar = 4.18; break; case 187: bar = 4.15; break; case 188: bar = 4.13; break; case 189: bar = 4.11; break; case 190: bar = 4.09; break; case 191: bar = 4.07; break; case 192: bar = 4.05; break; case 193: bar = 4.02; break; case 194: bar = 4; break; case 195: bar = 3.98; break; case 196: bar = 3.96; break; case 197: bar = 3.94; break; case 198: bar = 3.92; break; case 199: bar = 3.9; break; case 200: bar = 3.88; break; case 201: bar = 3.86; break; case 202: bar = 3.84; break; case 203: bar = 3.82; break; case 204: bar = 3.8; break; case 205: bar = 3.78; break; case 206: bar = 3.77; break; case 207: bar = 3.75; break; case 208: bar = 3.73; break; case 209: bar = 3.71; break; case 210: bar = 3.69; break; case 211: bar = 3.67; break; case 212: bar = 3.66; break; case 213: bar = 3.64; break; case 214: bar = 3.62; break; case 215: bar = 3.6; break; case 216: bar = 3.59; break; case 217: bar = 3.57; break; case 218: bar = 3.55; break; case 219: bar = 3.53; break; case 220: bar = 3.52; break; case 221: bar = 3.5; break; case 222: bar = 3.48; break; case 223: bar = 3.47; break; case 224: bar = 3.45; break; case 225: bar = 3.44; break; case 226: bar = 3.42; break; case 227: bar = 3.4; break; case 228: bar = 3.39; break; case 229: bar = 3.37; break; case 230: bar = 3.36; break; case 231: bar = 3.34; break; case 232: bar = 3.33; break; case 233: bar = 3.31; break; case 234: bar = 3.3; break; case 235: bar = 3.28; break; case 236: bar = 3.27; break; case 237: bar = 3.25; break; case 238: bar = 3.24; break; case 239: bar = 3.22; break; case 240: bar = 3.21; break; case 241: bar = 3.19; break; case 242: bar = 3.18; break; case 243: bar = 3.17; break; case 244: bar = 3.15; break; case 245: bar = 3.14; break; case 246: bar = 3.12; break; case 247: bar = 3.11; break; case 248: bar = 3.1; break; case 249: bar = 3.08; break; case 250: bar = 3.07; break; case 251: bar = 3.06; break; case 252: bar = 3.04; break; case 253: bar = 3.03; break; case 254: bar = 3.02; break; case 255: bar = 3.01; break; case 256: bar = 2.99; break; case 257: bar = 2.98; break; case 258: bar = 2.97; break; case 259: bar = 2.96; break; case 260: bar = 2.94; break; case 261: bar = 2.93; break; case 262: bar = 2.92; break; case 263: bar = 2.91; break; case 264: bar = 2.89; break; case 265: bar = 2.88; break; case 266: bar = 2.87; break; case 267: bar = 2.86; break; case 268: bar = 2.85; break; case 269: bar = 2.83; break; case 270: bar = 2.82; break; case 271: bar = 2.81; break; case 272: bar = 2.8; break; case 273: bar = 2.79; break; case 274: bar = 2.78; break; case 275: bar = 2.77; break; case 276: bar = 2.76; break; case 277: bar = 2.74; break; case 278: bar = 2.73; break; case 279: bar = 2.72; break; case 280: bar = 2.71; break; case 281: bar = 2.7; break; case 282: bar = 2.69; break; case 283: bar = 2.68; break; case 284: bar = 2.67; break; case 285: bar = 2.66; break; case 286: bar = 2.65; break; case 287: bar = 2.64; break; case 288: bar = 2.63; break; case 289: bar = 2.62; break; case 290: bar = 2.61; break; case 291: bar = 2.6; break; case 292: bar = 2.59; break; case 293: bar = 2.58; break; case 294: bar = 2.57; break; case 295: bar = 2.56; break; case 296: bar = 2.55; break; case 297: bar = 2.54; break; case 298: bar = 2.53; break; case 299: bar = 2.52; break; case 300: bar = 2.51; break; case 301: bar = 2.5; break; case 302: bar = 2.49; break; case 303: bar = 2.48; break; case 304: bar = 2.47; break; case 305: bar = 2.46; break; case 306: bar = 2.45; break; case 307: bar = 2.44; break; case 308: bar = 2.43; break; case 309: bar = 2.42; break; case 310: bar = 2.41; break; case 311: bar = 2.41; break; case 312: bar = 2.4; break; case 313: bar = 2.39; break; case 314: bar = 2.38; break; case 315: bar = 2.37; break; case 316: bar = 2.36; break; case 317: bar = 2.35; break; case 318: bar = 2.34; break; case 319: bar = 2.34; break; case 320: bar = 2.33; break; case 321: bar = 2.32; break; case 322: bar = 2.31; break; case 323: bar = 2.3; break; case 324: bar = 2.29; break; case 325: bar = 2.28; break; case 326: bar = 2.28; break; case 327: bar = 2.27; break; case 328: bar = 2.26; break; case 329: bar = 2.25; break; case 330: bar = 2.24; break; case 331: bar = 2.24; break; case 332: bar = 2.23; break; case 333: bar = 2.22; break; case 334: bar = 2.21; break; case 335: bar = 2.2; break; case 336: bar = 2.2; break; case 337: bar = 2.19; break; case 338: bar = 2.18; break; case 339: bar = 2.17; break; case 340: bar = 2.17; break; case 341: bar = 2.16; break; case 342: bar = 2.15; break; case 343: bar = 2.14; break; case 344: bar = 2.13; break; case 345: bar = 2.13; break; case 346: bar = 2.12; break; case 347: bar = 2.11; break; case 348: bar = 2.11; break; case 349: bar = 2.1; break; case 350: bar = 2.09; break; case 351: bar = 2.08; break; case 352: bar = 2.08; break; case 353: bar = 2.07; break; case 354: bar = 2.06; break; case 355: bar = 2.05; break; case 356: bar = 2.05; break; case 357: bar = 2.04; break; case 358: bar = 2.03; break; case 359: bar = 2.03; break; case 360: bar = 2.02; break; case 361: bar = 2.01; break; case 362: bar = 2.01; break; case 363: bar = 2; break; case 364: bar = 1.99; break; case 365: bar = 1.99; break; case 366: bar = 1.98; break; case 367: bar = 1.97; break; case 368: bar = 1.97; break; case 369: bar = 1.96; break; case 370: bar = 1.95; break; case 371: bar = 1.95; break; case 372: bar = 1.94; break; case 373: bar = 1.93; break; case 374: bar = 1.93; break; case 375: bar = 1.92; break; case 376: bar = 1.91; break; case 377: bar = 1.91; break; case 378: bar = 1.9; break; case 379: bar = 1.89; break; case 380: bar = 1.89; break; case 381: bar = 1.88; break; case 382: bar = 1.88; break; case 383: bar = 1.87; break; case 384: bar = 1.86; break; case 385: bar = 1.86; break; case 386: bar = 1.85; break; case 387: bar = 1.85; break; case 388: bar = 1.84; break; case 389: bar = 1.83; break; case 390: bar = 1.83; break; case 391: bar = 1.82; break; case 392: bar = 1.82; break; case 393: bar = 1.81; break; case 394: bar = 1.8; break; case 395: bar = 1.8; break; case 396: bar = 1.79; break; case 397: bar = 1.79; break; case 398: bar = 1.78; break; case 399: bar = 1.77; break; case 400: bar = 1.77; break; case 401: bar = 1.76; break; case 402: bar = 1.76; break; case 403: bar = 1.75; break; case 404: bar = 1.75; break; case 405: bar = 1.74; break; case 406: bar = 1.73; break; case 407: bar = 1.73; break; case 408: bar = 1.72; break; case 409: bar = 1.72; break; case 410: bar = 1.71; break; case 411: bar = 1.71; break; case 412: bar = 1.7; break; case 413: bar = 1.7; break; case 414: bar = 1.69; break; case 415: bar = 1.69; break; case 416: bar = 1.68; break; case 417: bar = 1.67; break; case 418: bar = 1.67; break; case 419: bar = 1.66; break; case 420: bar = 1.66; break; case 421: bar = 1.65; break; case 422: bar = 1.65; break; case 423: bar = 1.64; break; case 424: bar = 1.64; break; case 425: bar = 1.63; break; case 426: bar = 1.63; break; case 427: bar = 1.62; break; case 428: bar = 1.62; break; case 429: bar = 1.61; break; case 430: bar = 1.61; break; case 431: bar = 1.6; break; case 432: bar = 1.6; break; case 433: bar = 1.59; break; case 434: bar = 1.59; break; case 435: bar = 1.58; break; case 436: bar = 1.58; break; case 437: bar = 1.57; break; case 438: bar = 1.57; break; case 439: bar = 1.56; break; case 440: bar = 1.56; break; case 441: bar = 1.55; break; case 442: bar = 1.55; break; case 443: bar = 1.54; break; case 444: bar = 1.54; break; case 445: bar = 1.53; break; case 446: bar = 1.53; break; case 447: bar = 1.53; break; case 448: bar = 1.52; break; case 449: bar = 1.52; break; case 450: bar = 1.51; break; case 451: bar = 1.51; break; case 452: bar = 1.5; break; case 453: bar = 1.5; break; case 454: bar = 1.49; break; case 455: bar = 1.49; break; case 456: bar = 1.48; break; case 457: bar = 1.48; break; case 458: bar = 1.47; break; case 459: bar = 1.47; break; case 460: bar = 1.47; break; case 461: bar = 1.46; break; case 462: bar = 1.46; break; case 463: bar = 1.45; break; case 464: bar = 1.45; break; case 465: bar = 1.44; break; case 466: bar = 1.44; break; case 467: bar = 1.44; break; case 468: bar = 1.43; break; case 469: bar = 1.43; break; case 470: bar = 1.42; break; case 471: bar = 1.42; break; case 472: bar = 1.41; break; case 473: bar = 1.41; break; case 474: bar = 1.41; break; case 475: bar = 1.4; break; case 476: bar = 1.4; break; case 477: bar = 1.39; break; case 478: bar = 1.39; break; case 479: bar = 1.38; break; case 480: bar = 1.38; break; case 481: bar = 1.38; break; case 482: bar = 1.37; break; case 483: bar = 1.37; break; case 484: bar = 1.36; break; case 485: bar = 1.36; break; case 486: bar = 1.36; break; case 487: bar = 1.35; break; case 488: bar = 1.35; break; case 489: bar = 1.34; break; case 490: bar = 1.34; break; case 491: bar = 1.34; break; case 492: bar = 1.33; break; case 493: bar = 1.33; break; case 494: bar = 1.32; break; case 495: bar = 1.32; break; case 496: bar = 1.32; break; case 497: bar = 1.31; break; case 498: bar = 1.31; break; case 499: bar = 1.3; break; case 500: bar = 1.3; break; case 501: bar = 1.3; break; case 502: bar = 1.29; break; case 503: bar = 1.29; break; case 504: bar = 1.29; break; case 505: bar = 1.28; break; case 506: bar = 1.28; break; case 507: bar = 1.27; break; case 508: bar = 1.27; break; case 509: bar = 1.27; break; case 510: bar = 1.26; break; case 511: bar = 1.26; break; case 512: bar = 1.26; break; case 513: bar = 1.25; break; case 514: bar = 1.25; break; case 515: bar = 1.24; break; case 516: bar = 1.24; break; case 517: bar = 1.24; break; case 518: bar = 1.23; break; case 519: bar = 1.23; break; case 520: bar = 1.23; break; case 521: bar = 1.22; break; case 522: bar = 1.22; break; case 523: bar = 1.22; break; case 524: bar = 1.21; break; case 525: bar = 1.21; break; case 526: bar = 1.21; break; case 527: bar = 1.2; break; case 528: bar = 1.2; break; case 529: bar = 1.2; break; case 530: bar = 1.19; break; case 531: bar = 1.19; break; case 532: bar = 1.18; break; case 533: bar = 1.18; break; case 534: bar = 1.18; break; case 535: bar = 1.17; break; case 536: bar = 1.17; break; case 537: bar = 1.17; break; case 538: bar = 1.16; break; case 539: bar = 1.16; break; case 540: bar = 1.16; break; case 541: bar = 1.15; break; case 542: bar = 1.15; break; case 543: bar = 1.15; break; case 544: bar = 1.14; break; case 545: bar = 1.14; break; case 546: bar = 1.14; break; case 547: bar = 1.13; break; case 548: bar = 1.13; break; case 549: bar = 1.13; break; case 550: bar = 1.12; break; case 551: bar = 1.12; break; case 552: bar = 1.12; break; case 553: bar = 1.12; break; case 554: bar = 1.11; break; case 555: bar = 1.11; break; case 556: bar = 1.11; break; case 557: bar = 1.1; break; case 558: bar = 1.1; break; case 559: bar = 1.1; break; case 560: bar = 1.09; break; case 561: bar = 1.09; break; case 562: bar = 1.09; break; case 563: bar = 1.08; break; case 564: bar = 1.08; break; case 565: bar = 1.08; break; case 566: bar = 1.07; break; case 567: bar = 1.07; break; case 568: bar = 1.07; break; case 569: bar = 1.07; break; case 570: bar = 1.06; break; case 571: bar = 1.06; break; case 572: bar = 1.06; break; case 573: bar = 1.05; break; case 574: bar = 1.05; break; case 575: bar = 1.05; break; case 576: bar = 1.04; break; case 577: bar = 1.04; break; case 578: bar = 1.04; break; case 579: bar = 1.04; break; case 580: bar = 1.03; break; case 581: bar = 1.03; break; case 582: bar = 1.03; break; case 583: bar = 1.02; break; case 584: bar = 1.02; break; case 585: bar = 1.02; break; case 586: bar = 1.02; break; case 587: bar = 1.01; break; case 588: bar = 1.01; break; case 589: bar = 1.01; break; case 590: bar = 1; break; case 591: bar = 1; break; case 592: bar = 1; break; case 593: bar = 1; break; case 594: bar = 0.99; break; case 595: bar = 0.99; break; case 596: bar = 0.99; break; case 597: bar = 0.98; break; case 598: bar = 0.98; break; case 599: bar = 0.98; break; case 600: bar = 0.98; break; case 601: bar = 0.97; break; case 602: bar = 0.97; break; case 603: bar = 0.97; break; case 604: bar = 0.96; break; case 605: bar = 0.96; break; case 606: bar = 0.96; break; case 607: bar = 0.96; break; case 608: bar = 0.95; break; case 609: bar = 0.95; break; case 610: bar = 0.95; break; case 611: bar = 0.95; break; case 612: bar = 0.94; break; case 613: bar = 0.94; break; case 614: bar = 0.94; break; case 615: bar = 0.94; break; case 616: bar = 0.93; break; case 617: bar = 0.93; break; case 618: bar = 0.93; break; case 619: bar = 0.92; break; case 620: bar = 0.92; break; case 621: bar = 0.92; break; case 622: bar = 0.92; break; case 623: bar = 0.91; break; case 624: bar = 0.91; break; case 625: bar = 0.91; break; case 626: bar = 0.91; break; case 627: bar = 0.9; break; case 628: bar = 0.9; break; case 629: bar = 0.9; break; case 630: bar = 0.9; break; case 631: bar = 0.89; break; case 632: bar = 0.89; break; case 633: bar = 0.89; break; case 634: bar = 0.89; break; case 635: bar = 0.88; break; case 636: bar = 0.88; break; case 637: bar = 0.88; break; case 638: bar = 0.88; break; case 639: bar = 0.87; break; case 640: bar = 0.87; break; case 641: bar = 0.87; break; case 642: bar = 0.87; break; case 643: bar = 0.86; break; case 644: bar = 0.86; break; case 645: bar = 0.86; break; case 646: bar = 0.86; break; case 647: bar = 0.85; break; case 648: bar = 0.85; break; case 649: bar = 0.85; break; case 650: bar = 0.85; break; case 651: bar = 0.84; break; case 652: bar = 0.84; break; case 653: bar = 0.84; break; case 654: bar = 0.84; break; case 655: bar = 0.84; break; case 656: bar = 0.83; break; case 657: bar = 0.83; break; case 658: bar = 0.83; break; case 659: bar = 0.83; break; case 660: bar = 0.82; break; case 661: bar = 0.82; break; case 662: bar = 0.82; break; case 663: bar = 0.82; break; case 664: bar = 0.81; break; case 665: bar = 0.81; break; case 666: bar = 0.81; break; case 667: bar = 0.81; break; case 668: bar = 0.81; break; case 669: bar = 0.8; break; case 670: bar = 0.8; break; case 671: bar = 0.8; break; case 672: bar = 0.8; break; case 673: bar = 0.79; break; case 674: bar = 0.79; break; case 675: bar = 0.79; break; case 676: bar = 0.79; break; case 677: bar = 0.78; break; case 678: bar = 0.78; break; case 679: bar = 0.78; break; case 680: bar = 0.78; break; case 681: bar = 0.78; break; case 682: bar = 0.77; break; case 683: bar = 0.77; break; case 684: bar = 0.77; break; case 685: bar = 0.77; break; case 686: bar = 0.77; break; case 687: bar = 0.76; break; case 688: bar = 0.76; break; case 689: bar = 0.76; break; case 690: bar = 0.76; break; case 691: bar = 0.75; break; case 692: bar = 0.75; break; case 693: bar = 0.75; break; case 694: bar = 0.75; break; case 695: bar = 0.75; break; case 696: bar = 0.74; break; case 697: bar = 0.74; break; case 698: bar = 0.74; break; case 699: bar = 0.74; break; case 700: bar = 0.74; break; case 701: bar = 0.73; break; case 702: bar = 0.73; break; case 703: bar = 0.73; break; case 704: bar = 0.73; break; case 705: bar = 0.72; break; case 706: bar = 0.72; break; case 707: bar = 0.72; break; case 708: bar = 0.72; break; case 709: bar = 0.72; break; case 710: bar = 0.71; break; case 711: bar = 0.71; break; case 712: bar = 0.71; break; case 713: bar = 0.71; break; case 714: bar = 0.71; break; case 715: bar = 0.7; break; case 716: bar = 0.7; break; case 717: bar = 0.7; break; case 718: bar = 0.7; break; case 719: bar = 0.7; break; case 720: bar = 0.69; break; case 721: bar = 0.69; break; case 722: bar = 0.69; break; case 723: bar = 0.69; break; case 724: bar = 0.69; break; case 725: bar = 0.68; break; case 726: bar = 0.68; break; case 727: bar = 0.68; break; case 728: bar = 0.68; break; case 729: bar = 0.68; break; case 730: bar = 0.67; break; case 731: bar = 0.67; break; case 732: bar = 0.67; break; case 733: bar = 0.67; break; case 734: bar = 0.67; break; case 735: bar = 0.67; break; case 736: bar = 0.66; break; case 737: bar = 0.66; break; case 738: bar = 0.66; break; case 739: bar = 0.66; break; case 740: bar = 0.66; break; case 741: bar = 0.65; break; case 742: bar = 0.65; break; case 743: bar = 0.65; break; case 744: bar = 0.65; break; case 745: bar = 0.65; break; case 746: bar = 0.64; break; case 747: bar = 0.64; break; case 748: bar = 0.64; break; case 749: bar = 0.64; break; case 750: bar = 0.64; break; case 751: bar = 0.64; break; case 752: bar = 0.63; break; case 753: bar = 0.63; break; case 754: bar = 0.63; break; case 755: bar = 0.63; break; case 756: bar = 0.63; break; case 757: bar = 0.62; break; case 758: bar = 0.62; break; case 759: bar = 0.62; break; case 760: bar = 0.62; break; case 761: bar = 0.62; break; case 762: bar = 0.61; break; case 763: bar = 0.61; break; case 764: bar = 0.61; break; case 765: bar = 0.61; break; case 766: bar = 0.61; break; case 767: bar = 0.61; break; case 768: bar = 0.6; break; case 769: bar = 0.6; break; case 770: bar = 0.6; break; case 771: bar = 0.6; break; case 772: bar = 0.6; break; case 773: bar = 0.6; break; case 774: bar = 0.59; break; case 775: bar = 0.59; break; case 776: bar = 0.59; break; case 777: bar = 0.59; break; case 778: bar = 0.59; break; case 779: bar = 0.59; break; case 780: bar = 0.58; break; case 781: bar = 0.58; break; case 782: bar = 0.58; break; case 783: bar = 0.58; break; case 784: bar = 0.58; break; case 785: bar = 0.57; break; case 786: bar = 0.57; break; case 787: bar = 0.57; break; case 788: bar = 0.57; break; case 789: bar = 0.57; break; case 790: bar = 0.57; break; case 791: bar = 0.56; break; case 792: bar = 0.56; break; case 793: bar = 0.56; break; case 794: bar = 0.56; break; case 795: bar = 0.56; break; case 796: bar = 0.56; break; case 797: bar = 0.55; break; case 798: bar = 0.55; break; case 799: bar = 0.55; break; case 800: bar = 0.55; break; case 801: bar = 0.55; break; case 802: bar = 0.55; break; case 803: bar = 0.54; break; case 804: bar = 0.54; break; case 805: bar = 0.54; break; case 806: bar = 0.54; break; case 807: bar = 0.54; break; case 808: bar = 0.54; break; case 809: bar = 0.53; break; case 810: bar = 0.53; break; case 811: bar = 0.53; break; case 812: bar = 0.53; break; case 813: bar = 0.53; break; case 814: bar = 0.53; break; case 815: bar = 0.53; break; case 816: bar = 0.52; break; case 817: bar = 0.52; break; case 818: bar = 0.52; break; case 819: bar = 0.52; break; case 820: bar = 0.52; break; case 821: bar = 0.52; break; case 822: bar = 0.51; break; case 823: bar = 0.51; break; case 824: bar = 0.51; break; case 825: bar = 0.51; break; case 826: bar = 0.51; break; case 827: bar = 0.51; break; case 828: bar = 0.5; break; case 829: bar = 0.5; break; case 830: bar = 0.5; break; case 831: bar = 0.5; break; case 832: bar = 0.5; break; case 833: bar = 0.5; break; case 834: bar = 0.5; break; case 835: bar = 0.49; break; case 836: bar = 0.49; break; case 837: bar = 0.49; break; case 838: bar = 0.49; break; case 839: bar = 0.49; break; case 840: bar = 0.49; break; case 841: bar = 0.48; break; case 842: bar = 0.48; break; case 843: bar = 0.48; break; case 844: bar = 0.48; break; case 845: bar = 0.48; break; case 846: bar = 0.48; break; case 847: bar = 0.48; break; case 848: bar = 0.47; break; case 849: bar = 0.47; break; case 850: bar = 0.47; break; case 851: bar = 0.47; break; case 852: bar = 0.47; break; case 853: bar = 0.47; break; case 854: bar = 0.47; break; case 855: bar = 0.46; break; case 856: bar = 0.46; break; case 857: bar = 0.46; break; case 858: bar = 0.46; break; case 859: bar = 0.46; break; case 860: bar = 0.46; break; case 861: bar = 0.46; break; case 862: bar = 0.45; break; case 863: bar = 0.45; break; case 864: bar = 0.45; break; case 865: bar = 0.45; break; case 866: bar = 0.45; break; case 867: bar = 0.45; break; case 868: bar = 0.45; break; case 869: bar = 0.44; break; case 870: bar = 0.44; break; case 871: bar = 0.44; break; case 872: bar = 0.44; break; case 873: bar = 0.44; break; case 874: bar = 0.44; break; case 875: bar = 0.44; break; case 876: bar = 0.43; break; case 877: bar = 0.43; break; case 878: bar = 0.43; break; case 879: bar = 0.43; break; case 880: bar = 0.43; break; case 881: bar = 0.43; break; case 882: bar = 0.43; break; case 883: bar = 0.42; break; case 884: bar = 0.42; break; case 885: bar = 0.42; break; case 886: bar = 0.42; break; case 887: bar = 0.42; break; case 888: bar = 0.42; break; case 889: bar = 0.42; break; case 890: bar = 0.41; break; case 891: bar = 0.41; break; case 892: bar = 0.41; break; case 893: bar = 0.41; break; case 894: bar = 0.41; break; case 895: bar = 0.41; break; case 896: bar = 0.41; break; case 897: bar = 0.41; break; case 898: bar = 0.4; break; case 899: bar = 0.4; break; case 900: bar = 0.4; break; case 901: bar = 0.4; break; case 902: bar = 0.4; break; case 903: bar = 0.4; break; case 904: bar = 0.4; break; case 905: bar = 0.39; break; case 906: bar = 0.39; break; case 907: bar = 0.39; break; case 908: bar = 0.39; break; case 909: bar = 0.39; break; case 910: bar = 0.39; break; case 911: bar = 0.39; break; case 912: bar = 0.39; break; case 913: bar = 0.38; break; case 914: bar = 0.38; break; case 915: bar = 0.38; break; case 916: bar = 0.38; break; case 917: bar = 0.38; break; case 918: bar = 0.38; break; case 919: bar = 0.38; break; case 920: bar = 0.38; break; case 921: bar = 0.37; break; case 922: bar = 0.37; break; case 923: bar = 0.37; break; case 924: bar = 0.37; break; case 925: bar = 0.37; break; case 926: bar = 0.37; break; case 927: bar = 0.37; break; case 928: bar = 0.37; break; case 929: bar = 0.36; break; case 930: bar = 0.36; break; case 931: bar = 0.36; break; case 932: bar = 0.36; break; case 933: bar = 0.36; break; case 934: bar = 0.36; break; case 935: bar = 0.36; break; case 936: bar = 0.36; break; case 937: bar = 0.35; break; case 938: bar = 0.35; break; case 939: bar = 0.35; break; case 940: bar = 0.35; break; case 941: bar = 0.35; break; case 942: bar = 0.35; break; case 943: bar = 0.35; break; case 944: bar = 0.35; break; case 945: bar = 0.34; break; case 946: bar = 0.34; break; case 947: bar = 0.34; break; case 948: bar = 0.34; break; case 949: bar = 0.34; break; case 950: bar = 0.34; break; case 951: bar = 0.34; break; case 952: bar = 0.34; break; case 953: bar = 0.33; break; case 954: bar = 0.33; break; case 955: bar = 0.33; break; case 956: bar = 0.33; break; case 957: bar = 0.33; break; case 958: bar = 0.33; break; case 959: bar = 0.33; break; case 960: bar = 0.33; break; case 961: bar = 0.32; break; case 962: bar = 0.32; break; case 963: bar = 0.32; break; case 964: bar = 0.32; break; case 965: bar = 0.32; break; case 966: bar = 0.32; break; case 967: bar = 0.32; break; case 968: bar = 0.32; break; case 969: bar = 0.32; break; case 970: bar = 0.31; break; case 971: bar = 0.31; break; case 972: bar = 0.31; break; case 973: bar = 0.31; break; case 974: bar = 0.31; break; case 975: bar = 0.31; break; case 976: bar = 0.31; break; case 977: bar = 0.31; break; case 978: bar = 0.3; break; case 979: bar = 0.3; break; case 980: bar = 0.3; break; case 981: bar = 0.3; break; case 982: bar = 0.3; break; case 983: bar = 0.3; break; case 984: bar = 0.3; break; case 985: bar = 0.3; break; case 986: bar = 0.3; break; case 987: bar = 0.29; break; case 988: bar = 0.29; break; case 989: bar = 0.29; break; case 990: bar = 0.29; break; case 991: bar = 0.29; break; case 992: bar = 0.29; break; case 993: bar = 0.29; break; case 994: bar = 0.29; break; case 995: bar = 0.29; break; case 996: bar = 0.28; break; case 997: bar = 0.28; break; case 998: bar = 0.28; break; case 999: bar = 0.28; break; case 1000: bar = 0.28; break; case 1001: bar = 0.28; break; case 1002: bar = 0.28; break; case 1003: bar = 0.28; break; case 1004: bar = 0.28; break; case 1005: bar = 0.27; break; case 1006: bar = 0.27; break; case 1007: bar = 0.27; break; case 1008: bar = 0.27; break; case 1009: bar = 0.27; break; case 1010: bar = 0.27; break; case 1011: bar = 0.27; break; case 1012: bar = 0.27; break; case 1013: bar = 0.27; break; case 1014: bar = 0.26; break; case 1015: bar = 0.26; break; case 1016: bar = 0.26; break; case 1017: bar = 0.26; break; case 1018: bar = 0.26; break; case 1019: bar = 0.26; break; case 1020: bar = 0.26; break; case 1021: bar = 0.26; break; case 1022: bar = 0.26; break; case 1023: bar = 0.26; break; case 1024: bar = 0.25; break;
case 46: bar = 14.81; break; | case 46: bar = 14.81; break; case 47: bar = 14.54; break; case 48: bar = 14.28; break; case 49: bar = 14.04; break; case 50: bar = 13.8; break; case 51: bar = 13.57; break; case 52: bar = 13.35; break; case 53: bar = 13.13; break; case 54: bar = 12.93; break; case 55: bar = 12.73; break; case 56: bar = 12.53; break; case 57: bar = 12.34; break; case 58: bar = 12.16; break; case 59: bar = 11.98; break; case 60: bar = 11.81; break; case 61: bar = 11.65; break; case 62: bar = 11.48; break; case 63: bar = 11.33; break; case 64: bar = 11.17; break; case 65: bar = 11.02; break; case 66: bar = 10.88; break; case 67: bar = 10.74; break; case 68: bar = 10.6; break; case 69: bar = 10.47; break; case 70: bar = 10.34; break; case 71: bar = 10.21; break; case 72: bar = 10.09; break; case 73: bar = 9.97; break; case 74: bar = 9.85; break; case 75: bar = 9.73; break; case 76: bar = 9.62; break; case 77: bar = 9.51; break; case 78: bar = 9.4; break; case 79: bar = 9.3; break; case 80: bar = 9.19; break; case 81: bar = 9.09; break; case 82: bar = 9; break; case 83: bar = 8.9; break; case 84: bar = 8.81; break; case 85: bar = 8.71; break; case 86: bar = 8.62; break; case 87: bar = 8.53; break; case 88: bar = 8.45; break; case 89: bar = 8.36; break; case 90: bar = 8.28; break; case 91: bar = 8.2; break; case 92: bar = 8.12; break; case 93: bar = 8.04; break; case 94: bar = 7.96; break; case 95: bar = 7.89; break; case 96: bar = 7.81; break; case 97: bar = 7.74; break; case 98: bar = 7.67; break; case 99: bar = 7.6; break; case 100: bar = 7.53; break; case 101: bar = 7.46; break; case 102: bar = 7.4; break; case 103: bar = 7.33; break; case 104: bar = 7.27; break; case 105: bar = 7.2; break; case 106: bar = 7.14; break; case 107: bar = 7.08; break; case 108: bar = 7.02; break; case 109: bar = 6.96; break; case 110: bar = 6.9; break; case 111: bar = 6.85; break; case 112: bar = 6.79; break; case 113: bar = 6.74; break; case 114: bar = 6.68; break; case 115: bar = 6.63; break; case 116: bar = 6.57; break; case 117: bar = 6.52; break; case 118: bar = 6.47; break; case 119: bar = 6.42; break; case 120: bar = 6.37; break; case 121: bar = 6.32; break; case 122: bar = 6.27; break; case 123: bar = 6.23; break; case 124: bar = 6.18; break; case 125: bar = 6.13; break; case 126: bar = 6.09; break; case 127: bar = 6.04; break; case 128: bar = 6; break; case 129: bar = 5.95; break; case 130: bar = 5.91; break; case 131: bar = 5.87; break; case 132: bar = 5.83; break; case 133: bar = 5.79; break; case 134: bar = 5.75; break; case 135: bar = 5.71; break; case 136: bar = 5.67; break; case 137: bar = 5.63; break; case 138: bar = 5.59; break; case 139: bar = 5.55; break; case 140: bar = 5.51; break; case 141: bar = 5.47; break; case 142: bar = 5.44; break; case 143: bar = 5.4; break; case 144: bar = 5.37; break; case 145: bar = 5.33; break; case 146: bar = 5.3; break; case 147: bar = 5.26; break; case 148: bar = 5.23; break; case 149: bar = 5.19; break; case 150: bar = 5.16; break; case 151: bar = 5.13; break; case 152: bar = 5.09; break; case 153: bar = 5.06; break; case 154: bar = 5.03; break; case 155: bar = 5; break; case 156: bar = 4.97; break; case 157: bar = 4.94; break; case 158: bar = 4.91; break; case 159: bar = 4.88; break; case 160: bar = 4.85; break; case 161: bar = 4.82; break; case 162: bar = 4.79; break; case 163: bar = 4.76; break; case 164: bar = 4.73; break; case 165: bar = 4.7; break; case 166: bar = 4.68; break; case 167: bar = 4.65; break; case 168: bar = 4.62; break; case 169: bar = 4.59; break; case 170: bar = 4.57; break; case 171: bar = 4.54; break; case 172: bar = 4.52; break; case 173: bar = 4.49; break; case 174: bar = 4.46; break; case 175: bar = 4.44; break; case 176: bar = 4.41; break; case 177: bar = 4.39; break; case 178: bar = 4.36; break; case 179: bar = 4.34; break; case 180: bar = 4.32; break; case 181: bar = 4.29; break; case 182: bar = 4.27; break; case 183: bar = 4.25; break; case 184: bar = 4.22; break; case 185: bar = 4.2; break; case 186: bar = 4.18; break; case 187: bar = 4.15; break; case 188: bar = 4.13; break; case 189: bar = 4.11; break; case 190: bar = 4.09; break; case 191: bar = 4.07; break; case 192: bar = 4.05; break; case 193: bar = 4.02; break; case 194: bar = 4; break; case 195: bar = 3.98; break; case 196: bar = 3.96; break; case 197: bar = 3.94; break; case 198: bar = 3.92; break; case 199: bar = 3.9; break; case 200: bar = 3.88; break; case 201: bar = 3.86; break; case 202: bar = 3.84; break; case 203: bar = 3.82; break; case 204: bar = 3.8; break; case 205: bar = 3.78; break; case 206: bar = 3.77; break; case 207: bar = 3.75; break; case 208: bar = 3.73; break; case 209: bar = 3.71; break; case 210: bar = 3.69; break; case 211: bar = 3.67; break; case 212: bar = 3.66; break; case 213: bar = 3.64; break; case 214: bar = 3.62; break; case 215: bar = 3.6; break; case 216: bar = 3.59; break; case 217: bar = 3.57; break; case 218: bar = 3.55; break; case 219: bar = 3.53; break; case 220: bar = 3.52; break; case 221: bar = 3.5; break; case 222: bar = 3.48; break; case 223: bar = 3.47; break; case 224: bar = 3.45; break; case 225: bar = 3.44; break; case 226: bar = 3.42; break; case 227: bar = 3.4; break; case 228: bar = 3.39; break; case 229: bar = 3.37; break; case 230: bar = 3.36; break; case 231: bar = 3.34; break; case 232: bar = 3.33; break; case 233: bar = 3.31; break; case 234: bar = 3.3; break; case 235: bar = 3.28; break; case 236: bar = 3.27; break; case 237: bar = 3.25; break; case 238: bar = 3.24; break; case 239: bar = 3.22; break; case 240: bar = 3.21; break; case 241: bar = 3.19; break; case 242: bar = 3.18; break; case 243: bar = 3.17; break; case 244: bar = 3.15; break; case 245: bar = 3.14; break; case 246: bar = 3.12; break; case 247: bar = 3.11; break; case 248: bar = 3.1; break; case 249: bar = 3.08; break; case 250: bar = 3.07; break; case 251: bar = 3.06; break; case 252: bar = 3.04; break; case 253: bar = 3.03; break; case 254: bar = 3.02; break; case 255: bar = 3.01; break; case 256: bar = 2.99; break; case 257: bar = 2.98; break; case 258: bar = 2.97; break; case 259: bar = 2.96; break; case 260: bar = 2.94; break; case 261: bar = 2.93; break; case 262: bar = 2.92; break; case 263: bar = 2.91; break; case 264: bar = 2.89; break; case 265: bar = 2.88; break; case 266: bar = 2.87; break; case 267: bar = 2.86; break; case 268: bar = 2.85; break; case 269: bar = 2.83; break; case 270: bar = 2.82; break; case 271: bar = 2.81; break; case 272: bar = 2.8; break; case 273: bar = 2.79; break; case 274: bar = 2.78; break; case 275: bar = 2.77; break; case 276: bar = 2.76; break; case 277: bar = 2.74; break; case 278: bar = 2.73; break; case 279: bar = 2.72; break; case 280: bar = 2.71; break; case 281: bar = 2.7; break; case 282: bar = 2.69; break; case 283: bar = 2.68; break; case 284: bar = 2.67; break; case 285: bar = 2.66; break; case 286: bar = 2.65; break; case 287: bar = 2.64; break; case 288: bar = 2.63; break; case 289: bar = 2.62; break; case 290: bar = 2.61; break; case 291: bar = 2.6; break; case 292: bar = 2.59; break; case 293: bar = 2.58; break; case 294: bar = 2.57; break; case 295: bar = 2.56; break; case 296: bar = 2.55; break; case 297: bar = 2.54; break; case 298: bar = 2.53; break; case 299: bar = 2.52; break; case 300: bar = 2.51; break; case 301: bar = 2.5; break; case 302: bar = 2.49; break; case 303: bar = 2.48; break; case 304: bar = 2.47; break; case 305: bar = 2.46; break; case 306: bar = 2.45; break; case 307: bar = 2.44; break; case 308: bar = 2.43; break; case 309: bar = 2.42; break; case 310: bar = 2.41; break; case 311: bar = 2.41; break; case 312: bar = 2.4; break; case 313: bar = 2.39; break; case 314: bar = 2.38; break; case 315: bar = 2.37; break; case 316: bar = 2.36; break; case 317: bar = 2.35; break; case 318: bar = 2.34; break; case 319: bar = 2.34; break; case 320: bar = 2.33; break; case 321: bar = 2.32; break; case 322: bar = 2.31; break; case 323: bar = 2.3; break; case 324: bar = 2.29; break; case 325: bar = 2.28; break; case 326: bar = 2.28; break; case 327: bar = 2.27; break; case 328: bar = 2.26; break; case 329: bar = 2.25; break; case 330: bar = 2.24; break; case 331: bar = 2.24; break; case 332: bar = 2.23; break; case 333: bar = 2.22; break; case 334: bar = 2.21; break; case 335: bar = 2.2; break; case 336: bar = 2.2; break; case 337: bar = 2.19; break; case 338: bar = 2.18; break; case 339: bar = 2.17; break; case 340: bar = 2.17; break; case 341: bar = 2.16; break; case 342: bar = 2.15; break; case 343: bar = 2.14; break; case 344: bar = 2.13; break; case 345: bar = 2.13; break; case 346: bar = 2.12; break; case 347: bar = 2.11; break; case 348: bar = 2.11; break; case 349: bar = 2.1; break; case 350: bar = 2.09; break; case 351: bar = 2.08; break; case 352: bar = 2.08; break; case 353: bar = 2.07; break; case 354: bar = 2.06; break; case 355: bar = 2.05; break; case 356: bar = 2.05; break; case 357: bar = 2.04; break; case 358: bar = 2.03; break; case 359: bar = 2.03; break; case 360: bar = 2.02; break; case 361: bar = 2.01; break; case 362: bar = 2.01; break; case 363: bar = 2; break; case 364: bar = 1.99; break; case 365: bar = 1.99; break; case 366: bar = 1.98; break; case 367: bar = 1.97; break; case 368: bar = 1.97; break; case 369: bar = 1.96; break; case 370: bar = 1.95; break; case 371: bar = 1.95; break; case 372: bar = 1.94; break; case 373: bar = 1.93; break; case 374: bar = 1.93; break; case 375: bar = 1.92; break; case 376: bar = 1.91; break; case 377: bar = 1.91; break; case 378: bar = 1.9; break; case 379: bar = 1.89; break; case 380: bar = 1.89; break; case 381: bar = 1.88; break; case 382: bar = 1.88; break; case 383: bar = 1.87; break; case 384: bar = 1.86; break; case 385: bar = 1.86; break; case 386: bar = 1.85; break; case 387: bar = 1.85; break; case 388: bar = 1.84; break; case 389: bar = 1.83; break; case 390: bar = 1.83; break; case 391: bar = 1.82; break; case 392: bar = 1.82; break; case 393: bar = 1.81; break; case 394: bar = 1.8; break; case 395: bar = 1.8; break; case 396: bar = 1.79; break; case 397: bar = 1.79; break; case 398: bar = 1.78; break; case 399: bar = 1.77; break; case 400: bar = 1.77; break; case 401: bar = 1.76; break; case 402: bar = 1.76; break; case 403: bar = 1.75; break; case 404: bar = 1.75; break; case 405: bar = 1.74; break; case 406: bar = 1.73; break; case 407: bar = 1.73; break; case 408: bar = 1.72; break; case 409: bar = 1.72; break; case 410: bar = 1.71; break; case 411: bar = 1.71; break; case 412: bar = 1.7; break; case 413: bar = 1.7; break; case 414: bar = 1.69; break; case 415: bar = 1.69; break; case 416: bar = 1.68; break; case 417: bar = 1.67; break; case 418: bar = 1.67; break; case 419: bar = 1.66; break; case 420: bar = 1.66; break; case 421: bar = 1.65; break; case 422: bar = 1.65; break; case 423: bar = 1.64; break; case 424: bar = 1.64; break; case 425: bar = 1.63; break; case 426: bar = 1.63; break; case 427: bar = 1.62; break; case 428: bar = 1.62; break; case 429: bar = 1.61; break; case 430: bar = 1.61; break; case 431: bar = 1.6; break; case 432: bar = 1.6; break; case 433: bar = 1.59; break; case 434: bar = 1.59; break; case 435: bar = 1.58; break; case 436: bar = 1.58; break; case 437: bar = 1.57; break; case 438: bar = 1.57; break; case 439: bar = 1.56; break; case 440: bar = 1.56; break; case 441: bar = 1.55; break; case 442: bar = 1.55; break; case 443: bar = 1.54; break; case 444: bar = 1.54; break; case 445: bar = 1.53; break; case 446: bar = 1.53; break; case 447: bar = 1.53; break; case 448: bar = 1.52; break; case 449: bar = 1.52; break; case 450: bar = 1.51; break; case 451: bar = 1.51; break; case 452: bar = 1.5; break; case 453: bar = 1.5; break; case 454: bar = 1.49; break; case 455: bar = 1.49; break; case 456: bar = 1.48; break; case 457: bar = 1.48; break; case 458: bar = 1.47; break; case 459: bar = 1.47; break; case 460: bar = 1.47; break; case 461: bar = 1.46; break; case 462: bar = 1.46; break; case 463: bar = 1.45; break; case 464: bar = 1.45; break; case 465: bar = 1.44; break; case 466: bar = 1.44; break; case 467: bar = 1.44; break; case 468: bar = 1.43; break; case 469: bar = 1.43; break; case 470: bar = 1.42; break; case 471: bar = 1.42; break; case 472: bar = 1.41; break; case 473: bar = 1.41; break; case 474: bar = 1.41; break; case 475: bar = 1.4; break; case 476: bar = 1.4; break; case 477: bar = 1.39; break; case 478: bar = 1.39; break; case 479: bar = 1.38; break; case 480: bar = 1.38; break; case 481: bar = 1.38; break; case 482: bar = 1.37; break; case 483: bar = 1.37; break; case 484: bar = 1.36; break; case 485: bar = 1.36; break; case 486: bar = 1.36; break; case 487: bar = 1.35; break; case 488: bar = 1.35; break; case 489: bar = 1.34; break; case 490: bar = 1.34; break; case 491: bar = 1.34; break; case 492: bar = 1.33; break; case 493: bar = 1.33; break; case 494: bar = 1.32; break; case 495: bar = 1.32; break; case 496: bar = 1.32; break; case 497: bar = 1.31; break; case 498: bar = 1.31; break; case 499: bar = 1.3; break; case 500: bar = 1.3; break; case 501: bar = 1.3; break; case 502: bar = 1.29; break; case 503: bar = 1.29; break; case 504: bar = 1.29; break; case 505: bar = 1.28; break; case 506: bar = 1.28; break; case 507: bar = 1.27; break; case 508: bar = 1.27; break; case 509: bar = 1.27; break; case 510: bar = 1.26; break; case 511: bar = 1.26; break; case 512: bar = 1.26; break; case 513: bar = 1.25; break; case 514: bar = 1.25; break; case 515: bar = 1.24; break; case 516: bar = 1.24; break; case 517: bar = 1.24; break; case 518: bar = 1.23; break; case 519: bar = 1.23; break; case 520: bar = 1.23; break; case 521: bar = 1.22; break; case 522: bar = 1.22; break; case 523: bar = 1.22; break; case 524: bar = 1.21; break; case 525: bar = 1.21; break; case 526: bar = 1.21; break; case 527: bar = 1.2; break; case 528: bar = 1.2; break; case 529: bar = 1.2; break; case 530: bar = 1.19; break; case 531: bar = 1.19; break; case 532: bar = 1.18; break; case 533: bar = 1.18; break; case 534: bar = 1.18; break; case 535: bar = 1.17; break; case 536: bar = 1.17; break; case 537: bar = 1.17; break; case 538: bar = 1.16; break; case 539: bar = 1.16; break; case 540: bar = 1.16; break; case 541: bar = 1.15; break; case 542: bar = 1.15; break; case 543: bar = 1.15; break; case 544: bar = 1.14; break; case 545: bar = 1.14; break; case 546: bar = 1.14; break; case 547: bar = 1.13; break; case 548: bar = 1.13; break; case 549: bar = 1.13; break; case 550: bar = 1.12; break; case 551: bar = 1.12; break; case 552: bar = 1.12; break; case 553: bar = 1.12; break; case 554: bar = 1.11; break; case 555: bar = 1.11; break; case 556: bar = 1.11; break; case 557: bar = 1.1; break; case 558: bar = 1.1; break; case 559: bar = 1.1; break; case 560: bar = 1.09; break; case 561: bar = 1.09; break; case 562: bar = 1.09; break; case 563: bar = 1.08; break; case 564: bar = 1.08; break; case 565: bar = 1.08; break; case 566: bar = 1.07; break; case 567: bar = 1.07; break; case 568: bar = 1.07; break; case 569: bar = 1.07; break; case 570: bar = 1.06; break; case 571: bar = 1.06; break; case 572: bar = 1.06; break; case 573: bar = 1.05; break; case 574: bar = 1.05; break; case 575: bar = 1.05; break; case 576: bar = 1.04; break; case 577: bar = 1.04; break; case 578: bar = 1.04; break; case 579: bar = 1.04; break; case 580: bar = 1.03; break; case 581: bar = 1.03; break; case 582: bar = 1.03; break; case 583: bar = 1.02; break; case 584: bar = 1.02; break; case 585: bar = 1.02; break; case 586: bar = 1.02; break; case 587: bar = 1.01; break; case 588: bar = 1.01; break; case 589: bar = 1.01; break; case 590: bar = 1; break; case 591: bar = 1; break; case 592: bar = 1; break; case 593: bar = 1; break; case 594: bar = 0.99; break; case 595: bar = 0.99; break; case 596: bar = 0.99; break; case 597: bar = 0.98; break; case 598: bar = 0.98; break; case 599: bar = 0.98; break; case 600: bar = 0.98; break; case 601: bar = 0.97; break; case 602: bar = 0.97; break; case 603: bar = 0.97; break; case 604: bar = 0.96; break; case 605: bar = 0.96; break; case 606: bar = 0.96; break; case 607: bar = 0.96; break; case 608: bar = 0.95; break; case 609: bar = 0.95; break; case 610: bar = 0.95; break; case 611: bar = 0.95; break; case 612: bar = 0.94; break; case 613: bar = 0.94; break; case 614: bar = 0.94; break; case 615: bar = 0.94; break; case 616: bar = 0.93; break; case 617: bar = 0.93; break; case 618: bar = 0.93; break; case 619: bar = 0.92; break; case 620: bar = 0.92; break; case 621: bar = 0.92; break; case 622: bar = 0.92; break; case 623: bar = 0.91; break; case 624: bar = 0.91; break; case 625: bar = 0.91; break; case 626: bar = 0.91; break; case 627: bar = 0.9; break; case 628: bar = 0.9; break; case 629: bar = 0.9; break; case 630: bar = 0.9; break; case 631: bar = 0.89; break; case 632: bar = 0.89; break; case 633: bar = 0.89; break; case 634: bar = 0.89; break; case 635: bar = 0.88; break; case 636: bar = 0.88; break; case 637: bar = 0.88; break; case 638: bar = 0.88; break; case 639: bar = 0.87; break; case 640: bar = 0.87; break; case 641: bar = 0.87; break; case 642: bar = 0.87; break; case 643: bar = 0.86; break; case 644: bar = 0.86; break; case 645: bar = 0.86; break; case 646: bar = 0.86; break; case 647: bar = 0.85; break; case 648: bar = 0.85; break; case 649: bar = 0.85; break; case 650: bar = 0.85; break; case 651: bar = 0.84; break; case 652: bar = 0.84; break; case 653: bar = 0.84; break; case 654: bar = 0.84; break; case 655: bar = 0.84; break; case 656: bar = 0.83; break; case 657: bar = 0.83; break; case 658: bar = 0.83; break; case 659: bar = 0.83; break; case 660: bar = 0.82; break; case 661: bar = 0.82; break; case 662: bar = 0.82; break; case 663: bar = 0.82; break; case 664: bar = 0.81; break; case 665: bar = 0.81; break; case 666: bar = 0.81; break; case 667: bar = 0.81; break; case 668: bar = 0.81; break; case 669: bar = 0.8; break; case 670: bar = 0.8; break; case 671: bar = 0.8; break; case 672: bar = 0.8; break; case 673: bar = 0.79; break; case 674: bar = 0.79; break; case 675: bar = 0.79; break; case 676: bar = 0.79; break; case 677: bar = 0.78; break; case 678: bar = 0.78; break; case 679: bar = 0.78; break; case 680: bar = 0.78; break; case 681: bar = 0.78; break; case 682: bar = 0.77; break; case 683: bar = 0.77; break; case 684: bar = 0.77; break; case 685: bar = 0.77; break; case 686: bar = 0.77; break; case 687: bar = 0.76; break; case 688: bar = 0.76; break; case 689: bar = 0.76; break; case 690: bar = 0.76; break; case 691: bar = 0.75; break; case 692: bar = 0.75; break; case 693: bar = 0.75; break; case 694: bar = 0.75; break; case 695: bar = 0.75; break; case 696: bar = 0.74; break; case 697: bar = 0.74; break; case 698: bar = 0.74; break; case 699: bar = 0.74; break; case 700: bar = 0.74; break; case 701: bar = 0.73; break; case 702: bar = 0.73; break; case 703: bar = 0.73; break; case 704: bar = 0.73; break; case 705: bar = 0.72; break; case 706: bar = 0.72; break; case 707: bar = 0.72; break; case 708: bar = 0.72; break; case 709: bar = 0.72; break; case 710: bar = 0.71; break; case 711: bar = 0.71; break; case 712: bar = 0.71; break; case 713: bar = 0.71; break; case 714: bar = 0.71; break; case 715: bar = 0.7; break; case 716: bar = 0.7; break; case 717: bar = 0.7; break; case 718: bar = 0.7; break; case 719: bar = 0.7; break; case 720: bar = 0.69; break; case 721: bar = 0.69; break; case 722: bar = 0.69; break; case 723: bar = 0.69; break; case 724: bar = 0.69; break; case 725: bar = 0.68; break; case 726: bar = 0.68; break; case 727: bar = 0.68; break; case 728: bar = 0.68; break; case 729: bar = 0.68; break; case 730: bar = 0.67; break; case 731: bar = 0.67; break; case 732: bar = 0.67; break; case 733: bar = 0.67; break; case 734: bar = 0.67; break; case 735: bar = 0.67; break; case 736: bar = 0.66; break; case 737: bar = 0.66; break; case 738: bar = 0.66; break; case 739: bar = 0.66; break; case 740: bar = 0.66; break; case 741: bar = 0.65; break; case 742: bar = 0.65; break; case 743: bar = 0.65; break; case 744: bar = 0.65; break; case 745: bar = 0.65; break; case 746: bar = 0.64; break; case 747: bar = 0.64; break; case 748: bar = 0.64; break; case 749: bar = 0.64; break; case 750: bar = 0.64; break; case 751: bar = 0.64; break; case 752: bar = 0.63; break; case 753: bar = 0.63; break; case 754: bar = 0.63; break; case 755: bar = 0.63; break; case 756: bar = 0.63; break; case 757: bar = 0.62; break; case 758: bar = 0.62; break; case 759: bar = 0.62; break; case 760: bar = 0.62; break; case 761: bar = 0.62; break; case 762: bar = 0.61; break; case 763: bar = 0.61; break; case 764: bar = 0.61; break; case 765: bar = 0.61; break; case 766: bar = 0.61; break; case 767: bar = 0.61; break; case 768: bar = 0.6; break; case 769: bar = 0.6; break; case 770: bar = 0.6; break; case 771: bar = 0.6; break; case 772: bar = 0.6; break; case 773: bar = 0.6; break; case 774: bar = 0.59; break; case 775: bar = 0.59; break; case 776: bar = 0.59; break; case 777: bar = 0.59; break; case 778: bar = 0.59; break; case 779: bar = 0.59; break; case 780: bar = 0.58; break; case 781: bar = 0.58; break; case 782: bar = 0.58; break; case 783: bar = 0.58; break; case 784: bar = 0.58; break; case 785: bar = 0.57; break; case 786: bar = 0.57; break; case 787: bar = 0.57; break; case 788: bar = 0.57; break; case 789: bar = 0.57; break; case 790: bar = 0.57; break; case 791: bar = 0.56; break; case 792: bar = 0.56; break; case 793: bar = 0.56; break; case 794: bar = 0.56; break; case 795: bar = 0.56; break; case 796: bar = 0.56; break; case 797: bar = 0.55; break; case 798: bar = 0.55; break; case 799: bar = 0.55; break; case 800: bar = 0.55; break; case 801: bar = 0.55; break; case 802: bar = 0.55; break; case 803: bar = 0.54; break; case 804: bar = 0.54; break; case 805: bar = 0.54; break; case 806: bar = 0.54; break; case 807: bar = 0.54; break; case 808: bar = 0.54; break; case 809: bar = 0.53; break; case 810: bar = 0.53; break; case 811: bar = 0.53; break; case 812: bar = 0.53; break; case 813: bar = 0.53; break; case 814: bar = 0.53; break; case 815: bar = 0.53; break; case 816: bar = 0.52; break; case 817: bar = 0.52; break; case 818: bar = 0.52; break; case 819: bar = 0.52; break; case 820: bar = 0.52; break; case 821: bar = 0.52; break; case 822: bar = 0.51; break; case 823: bar = 0.51; break; case 824: bar = 0.51; break; case 825: bar = 0.51; break; case 826: bar = 0.51; break; case 827: bar = 0.51; break; case 828: bar = 0.5; break; case 829: bar = 0.5; break; case 830: bar = 0.5; break; case 831: bar = 0.5; break; case 832: bar = 0.5; break; case 833: bar = 0.5; break; case 834: bar = 0.5; break; case 835: bar = 0.49; break; case 836: bar = 0.49; break; case 837: bar = 0.49; break; case 838: bar = 0.49; break; case 839: bar = 0.49; break; case 840: bar = 0.49; break; case 841: bar = 0.48; break; case 842: bar = 0.48; break; case 843: bar = 0.48; break; case 844: bar = 0.48; break; case 845: bar = 0.48; break; case 846: bar = 0.48; break; case 847: bar = 0.48; break; case 848: bar = 0.47; break; case 849: bar = 0.47; break; case 850: bar = 0.47; break; case 851: bar = 0.47; break; case 852: bar = 0.47; break; case 853: bar = 0.47; break; case 854: bar = 0.47; break; case 855: bar = 0.46; break; case 856: bar = 0.46; break; case 857: bar = 0.46; break; case 858: bar = 0.46; break; case 859: bar = 0.46; break; case 860: bar = 0.46; break; case 861: bar = 0.46; break; case 862: bar = 0.45; break; case 863: bar = 0.45; break; case 864: bar = 0.45; break; case 865: bar = 0.45; break; case 866: bar = 0.45; break; case 867: bar = 0.45; break; case 868: bar = 0.45; break; case 869: bar = 0.44; break; case 870: bar = 0.44; break; case 871: bar = 0.44; break; case 872: bar = 0.44; break; case 873: bar = 0.44; break; case 874: bar = 0.44; break; case 875: bar = 0.44; break; case 876: bar = 0.43; break; case 877: bar = 0.43; break; case 878: bar = 0.43; break; case 879: bar = 0.43; break; case 880: bar = 0.43; break; case 881: bar = 0.43; break; case 882: bar = 0.43; break; case 883: bar = 0.42; break; case 884: bar = 0.42; break; case 885: bar = 0.42; break; case 886: bar = 0.42; break; case 887: bar = 0.42; break; case 888: bar = 0.42; break; case 889: bar = 0.42; break; case 890: bar = 0.41; break; case 891: bar = 0.41; break; case 892: bar = 0.41; break; case 893: bar = 0.41; break; case 894: bar = 0.41; break; case 895: bar = 0.41; break; case 896: bar = 0.41; break; case 897: bar = 0.41; break; case 898: bar = 0.4; break; case 899: bar = 0.4; break; case 900: bar = 0.4; break; case 901: bar = 0.4; break; case 902: bar = 0.4; break; case 903: bar = 0.4; break; case 904: bar = 0.4; break; case 905: bar = 0.39; break; case 906: bar = 0.39; break; case 907: bar = 0.39; break; case 908: bar = 0.39; break; case 909: bar = 0.39; break; case 910: bar = 0.39; break; case 911: bar = 0.39; break; case 912: bar = 0.39; break; case 913: bar = 0.38; break; case 914: bar = 0.38; break; case 915: bar = 0.38; break; case 916: bar = 0.38; break; case 917: bar = 0.38; break; case 918: bar = 0.38; break; case 919: bar = 0.38; break; case 920: bar = 0.38; break; case 921: bar = 0.37; break; case 922: bar = 0.37; break; case 923: bar = 0.37; break; case 924: bar = 0.37; break; case 925: bar = 0.37; break; case 926: bar = 0.37; break; case 927: bar = 0.37; break; case 928: bar = 0.37; break; case 929: bar = 0.36; break; case 930: bar = 0.36; break; case 931: bar = 0.36; break; case 932: bar = 0.36; break; case 933: bar = 0.36; break; case 934: bar = 0.36; break; case 935: bar = 0.36; break; case 936: bar = 0.36; break; case 937: bar = 0.35; break; case 938: bar = 0.35; break; case 939: bar = 0.35; break; case 940: bar = 0.35; break; case 941: bar = 0.35; break; case 942: bar = 0.35; break; case 943: bar = 0.35; break; case 944: bar = 0.35; break; case 945: bar = 0.34; break; case 946: bar = 0.34; break; case 947: bar = 0.34; break; case 948: bar = 0.34; break; case 949: bar = 0.34; break; case 950: bar = 0.34; break; case 951: bar = 0.34; break; case 952: bar = 0.34; break; case 953: bar = 0.33; break; case 954: bar = 0.33; break; case 955: bar = 0.33; break; case 956: bar = 0.33; break; case 957: bar = 0.33; break; case 958: bar = 0.33; break; case 959: bar = 0.33; break; case 960: bar = 0.33; break; case 961: bar = 0.32; break; case 962: bar = 0.32; break; case 963: bar = 0.32; break; case 964: bar = 0.32; break; case 965: bar = 0.32; break; case 966: bar = 0.32; break; case 967: bar = 0.32; break; case 968: bar = 0.32; break; case 969: bar = 0.32; break; case 970: bar = 0.31; break; case 971: bar = 0.31; break; case 972: bar = 0.31; break; case 973: bar = 0.31; break; case 974: bar = 0.31; break; case 975: bar = 0.31; break; case 976: bar = 0.31; break; case 977: bar = 0.31; break; case 978: bar = 0.3; break; case 979: bar = 0.3; break; case 980: bar = 0.3; break; case 981: bar = 0.3; break; case 982: bar = 0.3; break; case 983: bar = 0.3; break; case 984: bar = 0.3; break; case 985: bar = 0.3; break; case 986: bar = 0.3; break; case 987: bar = 0.29; break; case 988: bar = 0.29; break; case 989: bar = 0.29; break; case 990: bar = 0.29; break; case 991: bar = 0.29; break; case 992: bar = 0.29; break; case 993: bar = 0.29; break; case 994: bar = 0.29; break; case 995: bar = 0.29; break; case 996: bar = 0.28; break; case 997: bar = 0.28; break; case 998: bar = 0.28; break; case 999: bar = 0.28; break; case 1000: bar = 0.28; break; case 1001: bar = 0.28; break; case 1002: bar = 0.28; break; case 1003: bar = 0.28; break; case 1004: bar = 0.28; break; case 1005: bar = 0.27; break; case 1006: bar = 0.27; break; case 1007: bar = 0.27; break; case 1008: bar = 0.27; break; case 1009: bar = 0.27; break; case 1010: bar = 0.27; break; case 1011: bar = 0.27; break; case 1012: bar = 0.27; break; case 1013: bar = 0.27; break; case 1014: bar = 0.26; break; case 1015: bar = 0.26; break; case 1016: bar = 0.26; break; case 1017: bar = 0.26; break; case 1018: bar = 0.26; break; case 1019: bar = 0.26; break; case 1020: bar = 0.26; break; case 1021: bar = 0.26; break; case 1022: bar = 0.26; break; case 1023: bar = 0.26; break; case 1024: bar = 0.25; break;
case 47: bar = 14.54; break; | case 47: bar = 14.54; break; case 48: bar = 14.28; break; case 49: bar = 14.04; break; case 50: bar = 13.8; break; case 51: bar = 13.57; break; case 52: bar = 13.35; break; case 53: bar = 13.13; break; case 54: bar = 12.93; break; case 55: bar = 12.73; break; case 56: bar = 12.53; break; case 57: bar = 12.34; break; case 58: bar = 12.16; break; case 59: bar = 11.98; break; case 60: bar = 11.81; break; case 61: bar = 11.65; break; case 62: bar = 11.48; break; case 63: bar = 11.33; break; case 64: bar = 11.17; break; case 65: bar = 11.02; break; case 66: bar = 10.88; break; case 67: bar = 10.74; break; case 68: bar = 10.6; break; case 69: bar = 10.47; break; case 70: bar = 10.34; break; case 71: bar = 10.21; break; case 72: bar = 10.09; break; case 73: bar = 9.97; break; case 74: bar = 9.85; break; case 75: bar = 9.73; break; case 76: bar = 9.62; break; case 77: bar = 9.51; break; case 78: bar = 9.4; break; case 79: bar = 9.3; break; case 80: bar = 9.19; break; case 81: bar = 9.09; break; case 82: bar = 9; break; case 83: bar = 8.9; break; case 84: bar = 8.81; break; case 85: bar = 8.71; break; case 86: bar = 8.62; break; case 87: bar = 8.53; break; case 88: bar = 8.45; break; case 89: bar = 8.36; break; case 90: bar = 8.28; break; case 91: bar = 8.2; break; case 92: bar = 8.12; break; case 93: bar = 8.04; break; case 94: bar = 7.96; break; case 95: bar = 7.89; break; case 96: bar = 7.81; break; case 97: bar = 7.74; break; case 98: bar = 7.67; break; case 99: bar = 7.6; break; case 100: bar = 7.53; break; case 101: bar = 7.46; break; case 102: bar = 7.4; break; case 103: bar = 7.33; break; case 104: bar = 7.27; break; case 105: bar = 7.2; break; case 106: bar = 7.14; break; case 107: bar = 7.08; break; case 108: bar = 7.02; break; case 109: bar = 6.96; break; case 110: bar = 6.9; break; case 111: bar = 6.85; break; case 112: bar = 6.79; break; case 113: bar = 6.74; break; case 114: bar = 6.68; break; case 115: bar = 6.63; break; case 116: bar = 6.57; break; case 117: bar = 6.52; break; case 118: bar = 6.47; break; case 119: bar = 6.42; break; case 120: bar = 6.37; break; case 121: bar = 6.32; break; case 122: bar = 6.27; break; case 123: bar = 6.23; break; case 124: bar = 6.18; break; case 125: bar = 6.13; break; case 126: bar = 6.09; break; case 127: bar = 6.04; break; case 128: bar = 6; break; case 129: bar = 5.95; break; case 130: bar = 5.91; break; case 131: bar = 5.87; break; case 132: bar = 5.83; break; case 133: bar = 5.79; break; case 134: bar = 5.75; break; case 135: bar = 5.71; break; case 136: bar = 5.67; break; case 137: bar = 5.63; break; case 138: bar = 5.59; break; case 139: bar = 5.55; break; case 140: bar = 5.51; break; case 141: bar = 5.47; break; case 142: bar = 5.44; break; case 143: bar = 5.4; break; case 144: bar = 5.37; break; case 145: bar = 5.33; break; case 146: bar = 5.3; break; case 147: bar = 5.26; break; case 148: bar = 5.23; break; case 149: bar = 5.19; break; case 150: bar = 5.16; break; case 151: bar = 5.13; break; case 152: bar = 5.09; break; case 153: bar = 5.06; break; case 154: bar = 5.03; break; case 155: bar = 5; break; case 156: bar = 4.97; break; case 157: bar = 4.94; break; case 158: bar = 4.91; break; case 159: bar = 4.88; break; case 160: bar = 4.85; break; case 161: bar = 4.82; break; case 162: bar = 4.79; break; case 163: bar = 4.76; break; case 164: bar = 4.73; break; case 165: bar = 4.7; break; case 166: bar = 4.68; break; case 167: bar = 4.65; break; case 168: bar = 4.62; break; case 169: bar = 4.59; break; case 170: bar = 4.57; break; case 171: bar = 4.54; break; case 172: bar = 4.52; break; case 173: bar = 4.49; break; case 174: bar = 4.46; break; case 175: bar = 4.44; break; case 176: bar = 4.41; break; case 177: bar = 4.39; break; case 178: bar = 4.36; break; case 179: bar = 4.34; break; case 180: bar = 4.32; break; case 181: bar = 4.29; break; case 182: bar = 4.27; break; case 183: bar = 4.25; break; case 184: bar = 4.22; break; case 185: bar = 4.2; break; case 186: bar = 4.18; break; case 187: bar = 4.15; break; case 188: bar = 4.13; break; case 189: bar = 4.11; break; case 190: bar = 4.09; break; case 191: bar = 4.07; break; case 192: bar = 4.05; break; case 193: bar = 4.02; break; case 194: bar = 4; break; case 195: bar = 3.98; break; case 196: bar = 3.96; break; case 197: bar = 3.94; break; case 198: bar = 3.92; break; case 199: bar = 3.9; break; case 200: bar = 3.88; break; case 201: bar = 3.86; break; case 202: bar = 3.84; break; case 203: bar = 3.82; break; case 204: bar = 3.8; break; case 205: bar = 3.78; break; case 206: bar = 3.77; break; case 207: bar = 3.75; break; case 208: bar = 3.73; break; case 209: bar = 3.71; break; case 210: bar = 3.69; break; case 211: bar = 3.67; break; case 212: bar = 3.66; break; case 213: bar = 3.64; break; case 214: bar = 3.62; break; case 215: bar = 3.6; break; case 216: bar = 3.59; break; case 217: bar = 3.57; break; case 218: bar = 3.55; break; case 219: bar = 3.53; break; case 220: bar = 3.52; break; case 221: bar = 3.5; break; case 222: bar = 3.48; break; case 223: bar = 3.47; break; case 224: bar = 3.45; break; case 225: bar = 3.44; break; case 226: bar = 3.42; break; case 227: bar = 3.4; break; case 228: bar = 3.39; break; case 229: bar = 3.37; break; case 230: bar = 3.36; break; case 231: bar = 3.34; break; case 232: bar = 3.33; break; case 233: bar = 3.31; break; case 234: bar = 3.3; break; case 235: bar = 3.28; break; case 236: bar = 3.27; break; case 237: bar = 3.25; break; case 238: bar = 3.24; break; case 239: bar = 3.22; break; case 240: bar = 3.21; break; case 241: bar = 3.19; break; case 242: bar = 3.18; break; case 243: bar = 3.17; break; case 244: bar = 3.15; break; case 245: bar = 3.14; break; case 246: bar = 3.12; break; case 247: bar = 3.11; break; case 248: bar = 3.1; break; case 249: bar = 3.08; break; case 250: bar = 3.07; break; case 251: bar = 3.06; break; case 252: bar = 3.04; break; case 253: bar = 3.03; break; case 254: bar = 3.02; break; case 255: bar = 3.01; break; case 256: bar = 2.99; break; case 257: bar = 2.98; break; case 258: bar = 2.97; break; case 259: bar = 2.96; break; case 260: bar = 2.94; break; case 261: bar = 2.93; break; case 262: bar = 2.92; break; case 263: bar = 2.91; break; case 264: bar = 2.89; break; case 265: bar = 2.88; break; case 266: bar = 2.87; break; case 267: bar = 2.86; break; case 268: bar = 2.85; break; case 269: bar = 2.83; break; case 270: bar = 2.82; break; case 271: bar = 2.81; break; case 272: bar = 2.8; break; case 273: bar = 2.79; break; case 274: bar = 2.78; break; case 275: bar = 2.77; break; case 276: bar = 2.76; break; case 277: bar = 2.74; break; case 278: bar = 2.73; break; case 279: bar = 2.72; break; case 280: bar = 2.71; break; case 281: bar = 2.7; break; case 282: bar = 2.69; break; case 283: bar = 2.68; break; case 284: bar = 2.67; break; case 285: bar = 2.66; break; case 286: bar = 2.65; break; case 287: bar = 2.64; break; case 288: bar = 2.63; break; case 289: bar = 2.62; break; case 290: bar = 2.61; break; case 291: bar = 2.6; break; case 292: bar = 2.59; break; case 293: bar = 2.58; break; case 294: bar = 2.57; break; case 295: bar = 2.56; break; case 296: bar = 2.55; break; case 297: bar = 2.54; break; case 298: bar = 2.53; break; case 299: bar = 2.52; break; case 300: bar = 2.51; break; case 301: bar = 2.5; break; case 302: bar = 2.49; break; case 303: bar = 2.48; break; case 304: bar = 2.47; break; case 305: bar = 2.46; break; case 306: bar = 2.45; break; case 307: bar = 2.44; break; case 308: bar = 2.43; break; case 309: bar = 2.42; break; case 310: bar = 2.41; break; case 311: bar = 2.41; break; case 312: bar = 2.4; break; case 313: bar = 2.39; break; case 314: bar = 2.38; break; case 315: bar = 2.37; break; case 316: bar = 2.36; break; case 317: bar = 2.35; break; case 318: bar = 2.34; break; case 319: bar = 2.34; break; case 320: bar = 2.33; break; case 321: bar = 2.32; break; case 322: bar = 2.31; break; case 323: bar = 2.3; break; case 324: bar = 2.29; break; case 325: bar = 2.28; break; case 326: bar = 2.28; break; case 327: bar = 2.27; break; case 328: bar = 2.26; break; case 329: bar = 2.25; break; case 330: bar = 2.24; break; case 331: bar = 2.24; break; case 332: bar = 2.23; break; case 333: bar = 2.22; break; case 334: bar = 2.21; break; case 335: bar = 2.2; break; case 336: bar = 2.2; break; case 337: bar = 2.19; break; case 338: bar = 2.18; break; case 339: bar = 2.17; break; case 340: bar = 2.17; break; case 341: bar = 2.16; break; case 342: bar = 2.15; break; case 343: bar = 2.14; break; case 344: bar = 2.13; break; case 345: bar = 2.13; break; case 346: bar = 2.12; break; case 347: bar = 2.11; break; case 348: bar = 2.11; break; case 349: bar = 2.1; break; case 350: bar = 2.09; break; case 351: bar = 2.08; break; case 352: bar = 2.08; break; case 353: bar = 2.07; break; case 354: bar = 2.06; break; case 355: bar = 2.05; break; case 356: bar = 2.05; break; case 357: bar = 2.04; break; case 358: bar = 2.03; break; case 359: bar = 2.03; break; case 360: bar = 2.02; break; case 361: bar = 2.01; break; case 362: bar = 2.01; break; case 363: bar = 2; break; case 364: bar = 1.99; break; case 365: bar = 1.99; break; case 366: bar = 1.98; break; case 367: bar = 1.97; break; case 368: bar = 1.97; break; case 369: bar = 1.96; break; case 370: bar = 1.95; break; case 371: bar = 1.95; break; case 372: bar = 1.94; break; case 373: bar = 1.93; break; case 374: bar = 1.93; break; case 375: bar = 1.92; break; case 376: bar = 1.91; break; case 377: bar = 1.91; break; case 378: bar = 1.9; break; case 379: bar = 1.89; break; case 380: bar = 1.89; break; case 381: bar = 1.88; break; case 382: bar = 1.88; break; case 383: bar = 1.87; break; case 384: bar = 1.86; break; case 385: bar = 1.86; break; case 386: bar = 1.85; break; case 387: bar = 1.85; break; case 388: bar = 1.84; break; case 389: bar = 1.83; break; case 390: bar = 1.83; break; case 391: bar = 1.82; break; case 392: bar = 1.82; break; case 393: bar = 1.81; break; case 394: bar = 1.8; break; case 395: bar = 1.8; break; case 396: bar = 1.79; break; case 397: bar = 1.79; break; case 398: bar = 1.78; break; case 399: bar = 1.77; break; case 400: bar = 1.77; break; case 401: bar = 1.76; break; case 402: bar = 1.76; break; case 403: bar = 1.75; break; case 404: bar = 1.75; break; case 405: bar = 1.74; break; case 406: bar = 1.73; break; case 407: bar = 1.73; break; case 408: bar = 1.72; break; case 409: bar = 1.72; break; case 410: bar = 1.71; break; case 411: bar = 1.71; break; case 412: bar = 1.7; break; case 413: bar = 1.7; break; case 414: bar = 1.69; break; case 415: bar = 1.69; break; case 416: bar = 1.68; break; case 417: bar = 1.67; break; case 418: bar = 1.67; break; case 419: bar = 1.66; break; case 420: bar = 1.66; break; case 421: bar = 1.65; break; case 422: bar = 1.65; break; case 423: bar = 1.64; break; case 424: bar = 1.64; break; case 425: bar = 1.63; break; case 426: bar = 1.63; break; case 427: bar = 1.62; break; case 428: bar = 1.62; break; case 429: bar = 1.61; break; case 430: bar = 1.61; break; case 431: bar = 1.6; break; case 432: bar = 1.6; break; case 433: bar = 1.59; break; case 434: bar = 1.59; break; case 435: bar = 1.58; break; case 436: bar = 1.58; break; case 437: bar = 1.57; break; case 438: bar = 1.57; break; case 439: bar = 1.56; break; case 440: bar = 1.56; break; case 441: bar = 1.55; break; case 442: bar = 1.55; break; case 443: bar = 1.54; break; case 444: bar = 1.54; break; case 445: bar = 1.53; break; case 446: bar = 1.53; break; case 447: bar = 1.53; break; case 448: bar = 1.52; break; case 449: bar = 1.52; break; case 450: bar = 1.51; break; case 451: bar = 1.51; break; case 452: bar = 1.5; break; case 453: bar = 1.5; break; case 454: bar = 1.49; break; case 455: bar = 1.49; break; case 456: bar = 1.48; break; case 457: bar = 1.48; break; case 458: bar = 1.47; break; case 459: bar = 1.47; break; case 460: bar = 1.47; break; case 461: bar = 1.46; break; case 462: bar = 1.46; break; case 463: bar = 1.45; break; case 464: bar = 1.45; break; case 465: bar = 1.44; break; case 466: bar = 1.44; break; case 467: bar = 1.44; break; case 468: bar = 1.43; break; case 469: bar = 1.43; break; case 470: bar = 1.42; break; case 471: bar = 1.42; break; case 472: bar = 1.41; break; case 473: bar = 1.41; break; case 474: bar = 1.41; break; case 475: bar = 1.4; break; case 476: bar = 1.4; break; case 477: bar = 1.39; break; case 478: bar = 1.39; break; case 479: bar = 1.38; break; case 480: bar = 1.38; break; case 481: bar = 1.38; break; case 482: bar = 1.37; break; case 483: bar = 1.37; break; case 484: bar = 1.36; break; case 485: bar = 1.36; break; case 486: bar = 1.36; break; case 487: bar = 1.35; break; case 488: bar = 1.35; break; case 489: bar = 1.34; break; case 490: bar = 1.34; break; case 491: bar = 1.34; break; case 492: bar = 1.33; break; case 493: bar = 1.33; break; case 494: bar = 1.32; break; case 495: bar = 1.32; break; case 496: bar = 1.32; break; case 497: bar = 1.31; break; case 498: bar = 1.31; break; case 499: bar = 1.3; break; case 500: bar = 1.3; break; case 501: bar = 1.3; break; case 502: bar = 1.29; break; case 503: bar = 1.29; break; case 504: bar = 1.29; break; case 505: bar = 1.28; break; case 506: bar = 1.28; break; case 507: bar = 1.27; break; case 508: bar = 1.27; break; case 509: bar = 1.27; break; case 510: bar = 1.26; break; case 511: bar = 1.26; break; case 512: bar = 1.26; break; case 513: bar = 1.25; break; case 514: bar = 1.25; break; case 515: bar = 1.24; break; case 516: bar = 1.24; break; case 517: bar = 1.24; break; case 518: bar = 1.23; break; case 519: bar = 1.23; break; case 520: bar = 1.23; break; case 521: bar = 1.22; break; case 522: bar = 1.22; break; case 523: bar = 1.22; break; case 524: bar = 1.21; break; case 525: bar = 1.21; break; case 526: bar = 1.21; break; case 527: bar = 1.2; break; case 528: bar = 1.2; break; case 529: bar = 1.2; break; case 530: bar = 1.19; break; case 531: bar = 1.19; break; case 532: bar = 1.18; break; case 533: bar = 1.18; break; case 534: bar = 1.18; break; case 535: bar = 1.17; break; case 536: bar = 1.17; break; case 537: bar = 1.17; break; case 538: bar = 1.16; break; case 539: bar = 1.16; break; case 540: bar = 1.16; break; case 541: bar = 1.15; break; case 542: bar = 1.15; break; case 543: bar = 1.15; break; case 544: bar = 1.14; break; case 545: bar = 1.14; break; case 546: bar = 1.14; break; case 547: bar = 1.13; break; case 548: bar = 1.13; break; case 549: bar = 1.13; break; case 550: bar = 1.12; break; case 551: bar = 1.12; break; case 552: bar = 1.12; break; case 553: bar = 1.12; break; case 554: bar = 1.11; break; case 555: bar = 1.11; break; case 556: bar = 1.11; break; case 557: bar = 1.1; break; case 558: bar = 1.1; break; case 559: bar = 1.1; break; case 560: bar = 1.09; break; case 561: bar = 1.09; break; case 562: bar = 1.09; break; case 563: bar = 1.08; break; case 564: bar = 1.08; break; case 565: bar = 1.08; break; case 566: bar = 1.07; break; case 567: bar = 1.07; break; case 568: bar = 1.07; break; case 569: bar = 1.07; break; case 570: bar = 1.06; break; case 571: bar = 1.06; break; case 572: bar = 1.06; break; case 573: bar = 1.05; break; case 574: bar = 1.05; break; case 575: bar = 1.05; break; case 576: bar = 1.04; break; case 577: bar = 1.04; break; case 578: bar = 1.04; break; case 579: bar = 1.04; break; case 580: bar = 1.03; break; case 581: bar = 1.03; break; case 582: bar = 1.03; break; case 583: bar = 1.02; break; case 584: bar = 1.02; break; case 585: bar = 1.02; break; case 586: bar = 1.02; break; case 587: bar = 1.01; break; case 588: bar = 1.01; break; case 589: bar = 1.01; break; case 590: bar = 1; break; case 591: bar = 1; break; case 592: bar = 1; break; case 593: bar = 1; break; case 594: bar = 0.99; break; case 595: bar = 0.99; break; case 596: bar = 0.99; break; case 597: bar = 0.98; break; case 598: bar = 0.98; break; case 599: bar = 0.98; break; case 600: bar = 0.98; break; case 601: bar = 0.97; break; case 602: bar = 0.97; break; case 603: bar = 0.97; break; case 604: bar = 0.96; break; case 605: bar = 0.96; break; case 606: bar = 0.96; break; case 607: bar = 0.96; break; case 608: bar = 0.95; break; case 609: bar = 0.95; break; case 610: bar = 0.95; break; case 611: bar = 0.95; break; case 612: bar = 0.94; break; case 613: bar = 0.94; break; case 614: bar = 0.94; break; case 615: bar = 0.94; break; case 616: bar = 0.93; break; case 617: bar = 0.93; break; case 618: bar = 0.93; break; case 619: bar = 0.92; break; case 620: bar = 0.92; break; case 621: bar = 0.92; break; case 622: bar = 0.92; break; case 623: bar = 0.91; break; case 624: bar = 0.91; break; case 625: bar = 0.91; break; case 626: bar = 0.91; break; case 627: bar = 0.9; break; case 628: bar = 0.9; break; case 629: bar = 0.9; break; case 630: bar = 0.9; break; case 631: bar = 0.89; break; case 632: bar = 0.89; break; case 633: bar = 0.89; break; case 634: bar = 0.89; break; case 635: bar = 0.88; break; case 636: bar = 0.88; break; case 637: bar = 0.88; break; case 638: bar = 0.88; break; case 639: bar = 0.87; break; case 640: bar = 0.87; break; case 641: bar = 0.87; break; case 642: bar = 0.87; break; case 643: bar = 0.86; break; case 644: bar = 0.86; break; case 645: bar = 0.86; break; case 646: bar = 0.86; break; case 647: bar = 0.85; break; case 648: bar = 0.85; break; case 649: bar = 0.85; break; case 650: bar = 0.85; break; case 651: bar = 0.84; break; case 652: bar = 0.84; break; case 653: bar = 0.84; break; case 654: bar = 0.84; break; case 655: bar = 0.84; break; case 656: bar = 0.83; break; case 657: bar = 0.83; break; case 658: bar = 0.83; break; case 659: bar = 0.83; break; case 660: bar = 0.82; break; case 661: bar = 0.82; break; case 662: bar = 0.82; break; case 663: bar = 0.82; break; case 664: bar = 0.81; break; case 665: bar = 0.81; break; case 666: bar = 0.81; break; case 667: bar = 0.81; break; case 668: bar = 0.81; break; case 669: bar = 0.8; break; case 670: bar = 0.8; break; case 671: bar = 0.8; break; case 672: bar = 0.8; break; case 673: bar = 0.79; break; case 674: bar = 0.79; break; case 675: bar = 0.79; break; case 676: bar = 0.79; break; case 677: bar = 0.78; break; case 678: bar = 0.78; break; case 679: bar = 0.78; break; case 680: bar = 0.78; break; case 681: bar = 0.78; break; case 682: bar = 0.77; break; case 683: bar = 0.77; break; case 684: bar = 0.77; break; case 685: bar = 0.77; break; case 686: bar = 0.77; break; case 687: bar = 0.76; break; case 688: bar = 0.76; break; case 689: bar = 0.76; break; case 690: bar = 0.76; break; case 691: bar = 0.75; break; case 692: bar = 0.75; break; case 693: bar = 0.75; break; case 694: bar = 0.75; break; case 695: bar = 0.75; break; case 696: bar = 0.74; break; case 697: bar = 0.74; break; case 698: bar = 0.74; break; case 699: bar = 0.74; break; case 700: bar = 0.74; break; case 701: bar = 0.73; break; case 702: bar = 0.73; break; case 703: bar = 0.73; break; case 704: bar = 0.73; break; case 705: bar = 0.72; break; case 706: bar = 0.72; break; case 707: bar = 0.72; break; case 708: bar = 0.72; break; case 709: bar = 0.72; break; case 710: bar = 0.71; break; case 711: bar = 0.71; break; case 712: bar = 0.71; break; case 713: bar = 0.71; break; case 714: bar = 0.71; break; case 715: bar = 0.7; break; case 716: bar = 0.7; break; case 717: bar = 0.7; break; case 718: bar = 0.7; break; case 719: bar = 0.7; break; case 720: bar = 0.69; break; case 721: bar = 0.69; break; case 722: bar = 0.69; break; case 723: bar = 0.69; break; case 724: bar = 0.69; break; case 725: bar = 0.68; break; case 726: bar = 0.68; break; case 727: bar = 0.68; break; case 728: bar = 0.68; break; case 729: bar = 0.68; break; case 730: bar = 0.67; break; case 731: bar = 0.67; break; case 732: bar = 0.67; break; case 733: bar = 0.67; break; case 734: bar = 0.67; break; case 735: bar = 0.67; break; case 736: bar = 0.66; break; case 737: bar = 0.66; break; case 738: bar = 0.66; break; case 739: bar = 0.66; break; case 740: bar = 0.66; break; case 741: bar = 0.65; break; case 742: bar = 0.65; break; case 743: bar = 0.65; break; case 744: bar = 0.65; break; case 745: bar = 0.65; break; case 746: bar = 0.64; break; case 747: bar = 0.64; break; case 748: bar = 0.64; break; case 749: bar = 0.64; break; case 750: bar = 0.64; break; case 751: bar = 0.64; break; case 752: bar = 0.63; break; case 753: bar = 0.63; break; case 754: bar = 0.63; break; case 755: bar = 0.63; break; case 756: bar = 0.63; break; case 757: bar = 0.62; break; case 758: bar = 0.62; break; case 759: bar = 0.62; break; case 760: bar = 0.62; break; case 761: bar = 0.62; break; case 762: bar = 0.61; break; case 763: bar = 0.61; break; case 764: bar = 0.61; break; case 765: bar = 0.61; break; case 766: bar = 0.61; break; case 767: bar = 0.61; break; case 768: bar = 0.6; break; case 769: bar = 0.6; break; case 770: bar = 0.6; break; case 771: bar = 0.6; break; case 772: bar = 0.6; break; case 773: bar = 0.6; break; case 774: bar = 0.59; break; case 775: bar = 0.59; break; case 776: bar = 0.59; break; case 777: bar = 0.59; break; case 778: bar = 0.59; break; case 779: bar = 0.59; break; case 780: bar = 0.58; break; case 781: bar = 0.58; break; case 782: bar = 0.58; break; case 783: bar = 0.58; break; case 784: bar = 0.58; break; case 785: bar = 0.57; break; case 786: bar = 0.57; break; case 787: bar = 0.57; break; case 788: bar = 0.57; break; case 789: bar = 0.57; break; case 790: bar = 0.57; break; case 791: bar = 0.56; break; case 792: bar = 0.56; break; case 793: bar = 0.56; break; case 794: bar = 0.56; break; case 795: bar = 0.56; break; case 796: bar = 0.56; break; case 797: bar = 0.55; break; case 798: bar = 0.55; break; case 799: bar = 0.55; break; case 800: bar = 0.55; break; case 801: bar = 0.55; break; case 802: bar = 0.55; break; case 803: bar = 0.54; break; case 804: bar = 0.54; break; case 805: bar = 0.54; break; case 806: bar = 0.54; break; case 807: bar = 0.54; break; case 808: bar = 0.54; break; case 809: bar = 0.53; break; case 810: bar = 0.53; break; case 811: bar = 0.53; break; case 812: bar = 0.53; break; case 813: bar = 0.53; break; case 814: bar = 0.53; break; case 815: bar = 0.53; break; case 816: bar = 0.52; break; case 817: bar = 0.52; break; case 818: bar = 0.52; break; case 819: bar = 0.52; break; case 820: bar = 0.52; break; case 821: bar = 0.52; break; case 822: bar = 0.51; break; case 823: bar = 0.51; break; case 824: bar = 0.51; break; case 825: bar = 0.51; break; case 826: bar = 0.51; break; case 827: bar = 0.51; break; case 828: bar = 0.5; break; case 829: bar = 0.5; break; case 830: bar = 0.5; break; case 831: bar = 0.5; break; case 832: bar = 0.5; break; case 833: bar = 0.5; break; case 834: bar = 0.5; break; case 835: bar = 0.49; break; case 836: bar = 0.49; break; case 837: bar = 0.49; break; case 838: bar = 0.49; break; case 839: bar = 0.49; break; case 840: bar = 0.49; break; case 841: bar = 0.48; break; case 842: bar = 0.48; break; case 843: bar = 0.48; break; case 844: bar = 0.48; break; case 845: bar = 0.48; break; case 846: bar = 0.48; break; case 847: bar = 0.48; break; case 848: bar = 0.47; break; case 849: bar = 0.47; break; case 850: bar = 0.47; break; case 851: bar = 0.47; break; case 852: bar = 0.47; break; case 853: bar = 0.47; break; case 854: bar = 0.47; break; case 855: bar = 0.46; break; case 856: bar = 0.46; break; case 857: bar = 0.46; break; case 858: bar = 0.46; break; case 859: bar = 0.46; break; case 860: bar = 0.46; break; case 861: bar = 0.46; break; case 862: bar = 0.45; break; case 863: bar = 0.45; break; case 864: bar = 0.45; break; case 865: bar = 0.45; break; case 866: bar = 0.45; break; case 867: bar = 0.45; break; case 868: bar = 0.45; break; case 869: bar = 0.44; break; case 870: bar = 0.44; break; case 871: bar = 0.44; break; case 872: bar = 0.44; break; case 873: bar = 0.44; break; case 874: bar = 0.44; break; case 875: bar = 0.44; break; case 876: bar = 0.43; break; case 877: bar = 0.43; break; case 878: bar = 0.43; break; case 879: bar = 0.43; break; case 880: bar = 0.43; break; case 881: bar = 0.43; break; case 882: bar = 0.43; break; case 883: bar = 0.42; break; case 884: bar = 0.42; break; case 885: bar = 0.42; break; case 886: bar = 0.42; break; case 887: bar = 0.42; break; case 888: bar = 0.42; break; case 889: bar = 0.42; break; case 890: bar = 0.41; break; case 891: bar = 0.41; break; case 892: bar = 0.41; break; case 893: bar = 0.41; break; case 894: bar = 0.41; break; case 895: bar = 0.41; break; case 896: bar = 0.41; break; case 897: bar = 0.41; break; case 898: bar = 0.4; break; case 899: bar = 0.4; break; case 900: bar = 0.4; break; case 901: bar = 0.4; break; case 902: bar = 0.4; break; case 903: bar = 0.4; break; case 904: bar = 0.4; break; case 905: bar = 0.39; break; case 906: bar = 0.39; break; case 907: bar = 0.39; break; case 908: bar = 0.39; break; case 909: bar = 0.39; break; case 910: bar = 0.39; break; case 911: bar = 0.39; break; case 912: bar = 0.39; break; case 913: bar = 0.38; break; case 914: bar = 0.38; break; case 915: bar = 0.38; break; case 916: bar = 0.38; break; case 917: bar = 0.38; break; case 918: bar = 0.38; break; case 919: bar = 0.38; break; case 920: bar = 0.38; break; case 921: bar = 0.37; break; case 922: bar = 0.37; break; case 923: bar = 0.37; break; case 924: bar = 0.37; break; case 925: bar = 0.37; break; case 926: bar = 0.37; break; case 927: bar = 0.37; break; case 928: bar = 0.37; break; case 929: bar = 0.36; break; case 930: bar = 0.36; break; case 931: bar = 0.36; break; case 932: bar = 0.36; break; case 933: bar = 0.36; break; case 934: bar = 0.36; break; case 935: bar = 0.36; break; case 936: bar = 0.36; break; case 937: bar = 0.35; break; case 938: bar = 0.35; break; case 939: bar = 0.35; break; case 940: bar = 0.35; break; case 941: bar = 0.35; break; case 942: bar = 0.35; break; case 943: bar = 0.35; break; case 944: bar = 0.35; break; case 945: bar = 0.34; break; case 946: bar = 0.34; break; case 947: bar = 0.34; break; case 948: bar = 0.34; break; case 949: bar = 0.34; break; case 950: bar = 0.34; break; case 951: bar = 0.34; break; case 952: bar = 0.34; break; case 953: bar = 0.33; break; case 954: bar = 0.33; break; case 955: bar = 0.33; break; case 956: bar = 0.33; break; case 957: bar = 0.33; break; case 958: bar = 0.33; break; case 959: bar = 0.33; break; case 960: bar = 0.33; break; case 961: bar = 0.32; break; case 962: bar = 0.32; break; case 963: bar = 0.32; break; case 964: bar = 0.32; break; case 965: bar = 0.32; break; case 966: bar = 0.32; break; case 967: bar = 0.32; break; case 968: bar = 0.32; break; case 969: bar = 0.32; break; case 970: bar = 0.31; break; case 971: bar = 0.31; break; case 972: bar = 0.31; break; case 973: bar = 0.31; break; case 974: bar = 0.31; break; case 975: bar = 0.31; break; case 976: bar = 0.31; break; case 977: bar = 0.31; break; case 978: bar = 0.3; break; case 979: bar = 0.3; break; case 980: bar = 0.3; break; case 981: bar = 0.3; break; case 982: bar = 0.3; break; case 983: bar = 0.3; break; case 984: bar = 0.3; break; case 985: bar = 0.3; break; case 986: bar = 0.3; break; case 987: bar = 0.29; break; case 988: bar = 0.29; break; case 989: bar = 0.29; break; case 990: bar = 0.29; break; case 991: bar = 0.29; break; case 992: bar = 0.29; break; case 993: bar = 0.29; break; case 994: bar = 0.29; break; case 995: bar = 0.29; break; case 996: bar = 0.28; break; case 997: bar = 0.28; break; case 998: bar = 0.28; break; case 999: bar = 0.28; break; case 1000: bar = 0.28; break; case 1001: bar = 0.28; break; case 1002: bar = 0.28; break; case 1003: bar = 0.28; break; case 1004: bar = 0.28; break; case 1005: bar = 0.27; break; case 1006: bar = 0.27; break; case 1007: bar = 0.27; break; case 1008: bar = 0.27; break; case 1009: bar = 0.27; break; case 1010: bar = 0.27; break; case 1011: bar = 0.27; break; case 1012: bar = 0.27; break; case 1013: bar = 0.27; break; case 1014: bar = 0.26; break; case 1015: bar = 0.26; break; case 1016: bar = 0.26; break; case 1017: bar = 0.26; break; case 1018: bar = 0.26; break; case 1019: bar = 0.26; break; case 1020: bar = 0.26; break; case 1021: bar = 0.26; break; case 1022: bar = 0.26; break; case 1023: bar = 0.26; break; case 1024: bar = 0.25; break;
case 48: bar = 14.28; break; | case 48: bar = 14.28; break; case 49: bar = 14.04; break; case 50: bar = 13.8; break; case 51: bar = 13.57; break; case 52: bar = 13.35; break; case 53: bar = 13.13; break; case 54: bar = 12.93; break; case 55: bar = 12.73; break; case 56: bar = 12.53; break; case 57: bar = 12.34; break; case 58: bar = 12.16; break; case 59: bar = 11.98; break; case 60: bar = 11.81; break; case 61: bar = 11.65; break; case 62: bar = 11.48; break; case 63: bar = 11.33; break; case 64: bar = 11.17; break; case 65: bar = 11.02; break; case 66: bar = 10.88; break; case 67: bar = 10.74; break; case 68: bar = 10.6; break; case 69: bar = 10.47; break; case 70: bar = 10.34; break; case 71: bar = 10.21; break; case 72: bar = 10.09; break; case 73: bar = 9.97; break; case 74: bar = 9.85; break; case 75: bar = 9.73; break; case 76: bar = 9.62; break; case 77: bar = 9.51; break; case 78: bar = 9.4; break; case 79: bar = 9.3; break; case 80: bar = 9.19; break; case 81: bar = 9.09; break; case 82: bar = 9; break; case 83: bar = 8.9; break; case 84: bar = 8.81; break; case 85: bar = 8.71; break; case 86: bar = 8.62; break; case 87: bar = 8.53; break; case 88: bar = 8.45; break; case 89: bar = 8.36; break; case 90: bar = 8.28; break; case 91: bar = 8.2; break; case 92: bar = 8.12; break; case 93: bar = 8.04; break; case 94: bar = 7.96; break; case 95: bar = 7.89; break; case 96: bar = 7.81; break; case 97: bar = 7.74; break; case 98: bar = 7.67; break; case 99: bar = 7.6; break; case 100: bar = 7.53; break; case 101: bar = 7.46; break; case 102: bar = 7.4; break; case 103: bar = 7.33; break; case 104: bar = 7.27; break; case 105: bar = 7.2; break; case 106: bar = 7.14; break; case 107: bar = 7.08; break; case 108: bar = 7.02; break; case 109: bar = 6.96; break; case 110: bar = 6.9; break; case 111: bar = 6.85; break; case 112: bar = 6.79; break; case 113: bar = 6.74; break; case 114: bar = 6.68; break; case 115: bar = 6.63; break; case 116: bar = 6.57; break; case 117: bar = 6.52; break; case 118: bar = 6.47; break; case 119: bar = 6.42; break; case 120: bar = 6.37; break; case 121: bar = 6.32; break; case 122: bar = 6.27; break; case 123: bar = 6.23; break; case 124: bar = 6.18; break; case 125: bar = 6.13; break; case 126: bar = 6.09; break; case 127: bar = 6.04; break; case 128: bar = 6; break; case 129: bar = 5.95; break; case 130: bar = 5.91; break; case 131: bar = 5.87; break; case 132: bar = 5.83; break; case 133: bar = 5.79; break; case 134: bar = 5.75; break; case 135: bar = 5.71; break; case 136: bar = 5.67; break; case 137: bar = 5.63; break; case 138: bar = 5.59; break; case 139: bar = 5.55; break; case 140: bar = 5.51; break; case 141: bar = 5.47; break; case 142: bar = 5.44; break; case 143: bar = 5.4; break; case 144: bar = 5.37; break; case 145: bar = 5.33; break; case 146: bar = 5.3; break; case 147: bar = 5.26; break; case 148: bar = 5.23; break; case 149: bar = 5.19; break; case 150: bar = 5.16; break; case 151: bar = 5.13; break; case 152: bar = 5.09; break; case 153: bar = 5.06; break; case 154: bar = 5.03; break; case 155: bar = 5; break; case 156: bar = 4.97; break; case 157: bar = 4.94; break; case 158: bar = 4.91; break; case 159: bar = 4.88; break; case 160: bar = 4.85; break; case 161: bar = 4.82; break; case 162: bar = 4.79; break; case 163: bar = 4.76; break; case 164: bar = 4.73; break; case 165: bar = 4.7; break; case 166: bar = 4.68; break; case 167: bar = 4.65; break; case 168: bar = 4.62; break; case 169: bar = 4.59; break; case 170: bar = 4.57; break; case 171: bar = 4.54; break; case 172: bar = 4.52; break; case 173: bar = 4.49; break; case 174: bar = 4.46; break; case 175: bar = 4.44; break; case 176: bar = 4.41; break; case 177: bar = 4.39; break; case 178: bar = 4.36; break; case 179: bar = 4.34; break; case 180: bar = 4.32; break; case 181: bar = 4.29; break; case 182: bar = 4.27; break; case 183: bar = 4.25; break; case 184: bar = 4.22; break; case 185: bar = 4.2; break; case 186: bar = 4.18; break; case 187: bar = 4.15; break; case 188: bar = 4.13; break; case 189: bar = 4.11; break; case 190: bar = 4.09; break; case 191: bar = 4.07; break; case 192: bar = 4.05; break; case 193: bar = 4.02; break; case 194: bar = 4; break; case 195: bar = 3.98; break; case 196: bar = 3.96; break; case 197: bar = 3.94; break; case 198: bar = 3.92; break; case 199: bar = 3.9; break; case 200: bar = 3.88; break; case 201: bar = 3.86; break; case 202: bar = 3.84; break; case 203: bar = 3.82; break; case 204: bar = 3.8; break; case 205: bar = 3.78; break; case 206: bar = 3.77; break; case 207: bar = 3.75; break; case 208: bar = 3.73; break; case 209: bar = 3.71; break; case 210: bar = 3.69; break; case 211: bar = 3.67; break; case 212: bar = 3.66; break; case 213: bar = 3.64; break; case 214: bar = 3.62; break; case 215: bar = 3.6; break; case 216: bar = 3.59; break; case 217: bar = 3.57; break; case 218: bar = 3.55; break; case 219: bar = 3.53; break; case 220: bar = 3.52; break; case 221: bar = 3.5; break; case 222: bar = 3.48; break; case 223: bar = 3.47; break; case 224: bar = 3.45; break; case 225: bar = 3.44; break; case 226: bar = 3.42; break; case 227: bar = 3.4; break; case 228: bar = 3.39; break; case 229: bar = 3.37; break; case 230: bar = 3.36; break; case 231: bar = 3.34; break; case 232: bar = 3.33; break; case 233: bar = 3.31; break; case 234: bar = 3.3; break; case 235: bar = 3.28; break; case 236: bar = 3.27; break; case 237: bar = 3.25; break; case 238: bar = 3.24; break; case 239: bar = 3.22; break; case 240: bar = 3.21; break; case 241: bar = 3.19; break; case 242: bar = 3.18; break; case 243: bar = 3.17; break; case 244: bar = 3.15; break; case 245: bar = 3.14; break; case 246: bar = 3.12; break; case 247: bar = 3.11; break; case 248: bar = 3.1; break; case 249: bar = 3.08; break; case 250: bar = 3.07; break; case 251: bar = 3.06; break; case 252: bar = 3.04; break; case 253: bar = 3.03; break; case 254: bar = 3.02; break; case 255: bar = 3.01; break; case 256: bar = 2.99; break; case 257: bar = 2.98; break; case 258: bar = 2.97; break; case 259: bar = 2.96; break; case 260: bar = 2.94; break; case 261: bar = 2.93; break; case 262: bar = 2.92; break; case 263: bar = 2.91; break; case 264: bar = 2.89; break; case 265: bar = 2.88; break; case 266: bar = 2.87; break; case 267: bar = 2.86; break; case 268: bar = 2.85; break; case 269: bar = 2.83; break; case 270: bar = 2.82; break; case 271: bar = 2.81; break; case 272: bar = 2.8; break; case 273: bar = 2.79; break; case 274: bar = 2.78; break; case 275: bar = 2.77; break; case 276: bar = 2.76; break; case 277: bar = 2.74; break; case 278: bar = 2.73; break; case 279: bar = 2.72; break; case 280: bar = 2.71; break; case 281: bar = 2.7; break; case 282: bar = 2.69; break; case 283: bar = 2.68; break; case 284: bar = 2.67; break; case 285: bar = 2.66; break; case 286: bar = 2.65; break; case 287: bar = 2.64; break; case 288: bar = 2.63; break; case 289: bar = 2.62; break; case 290: bar = 2.61; break; case 291: bar = 2.6; break; case 292: bar = 2.59; break; case 293: bar = 2.58; break; case 294: bar = 2.57; break; case 295: bar = 2.56; break; case 296: bar = 2.55; break; case 297: bar = 2.54; break; case 298: bar = 2.53; break; case 299: bar = 2.52; break; case 300: bar = 2.51; break; case 301: bar = 2.5; break; case 302: bar = 2.49; break; case 303: bar = 2.48; break; case 304: bar = 2.47; break; case 305: bar = 2.46; break; case 306: bar = 2.45; break; case 307: bar = 2.44; break; case 308: bar = 2.43; break; case 309: bar = 2.42; break; case 310: bar = 2.41; break; case 311: bar = 2.41; break; case 312: bar = 2.4; break; case 313: bar = 2.39; break; case 314: bar = 2.38; break; case 315: bar = 2.37; break; case 316: bar = 2.36; break; case 317: bar = 2.35; break; case 318: bar = 2.34; break; case 319: bar = 2.34; break; case 320: bar = 2.33; break; case 321: bar = 2.32; break; case 322: bar = 2.31; break; case 323: bar = 2.3; break; case 324: bar = 2.29; break; case 325: bar = 2.28; break; case 326: bar = 2.28; break; case 327: bar = 2.27; break; case 328: bar = 2.26; break; case 329: bar = 2.25; break; case 330: bar = 2.24; break; case 331: bar = 2.24; break; case 332: bar = 2.23; break; case 333: bar = 2.22; break; case 334: bar = 2.21; break; case 335: bar = 2.2; break; case 336: bar = 2.2; break; case 337: bar = 2.19; break; case 338: bar = 2.18; break; case 339: bar = 2.17; break; case 340: bar = 2.17; break; case 341: bar = 2.16; break; case 342: bar = 2.15; break; case 343: bar = 2.14; break; case 344: bar = 2.13; break; case 345: bar = 2.13; break; case 346: bar = 2.12; break; case 347: bar = 2.11; break; case 348: bar = 2.11; break; case 349: bar = 2.1; break; case 350: bar = 2.09; break; case 351: bar = 2.08; break; case 352: bar = 2.08; break; case 353: bar = 2.07; break; case 354: bar = 2.06; break; case 355: bar = 2.05; break; case 356: bar = 2.05; break; case 357: bar = 2.04; break; case 358: bar = 2.03; break; case 359: bar = 2.03; break; case 360: bar = 2.02; break; case 361: bar = 2.01; break; case 362: bar = 2.01; break; case 363: bar = 2; break; case 364: bar = 1.99; break; case 365: bar = 1.99; break; case 366: bar = 1.98; break; case 367: bar = 1.97; break; case 368: bar = 1.97; break; case 369: bar = 1.96; break; case 370: bar = 1.95; break; case 371: bar = 1.95; break; case 372: bar = 1.94; break; case 373: bar = 1.93; break; case 374: bar = 1.93; break; case 375: bar = 1.92; break; case 376: bar = 1.91; break; case 377: bar = 1.91; break; case 378: bar = 1.9; break; case 379: bar = 1.89; break; case 380: bar = 1.89; break; case 381: bar = 1.88; break; case 382: bar = 1.88; break; case 383: bar = 1.87; break; case 384: bar = 1.86; break; case 385: bar = 1.86; break; case 386: bar = 1.85; break; case 387: bar = 1.85; break; case 388: bar = 1.84; break; case 389: bar = 1.83; break; case 390: bar = 1.83; break; case 391: bar = 1.82; break; case 392: bar = 1.82; break; case 393: bar = 1.81; break; case 394: bar = 1.8; break; case 395: bar = 1.8; break; case 396: bar = 1.79; break; case 397: bar = 1.79; break; case 398: bar = 1.78; break; case 399: bar = 1.77; break; case 400: bar = 1.77; break; case 401: bar = 1.76; break; case 402: bar = 1.76; break; case 403: bar = 1.75; break; case 404: bar = 1.75; break; case 405: bar = 1.74; break; case 406: bar = 1.73; break; case 407: bar = 1.73; break; case 408: bar = 1.72; break; case 409: bar = 1.72; break; case 410: bar = 1.71; break; case 411: bar = 1.71; break; case 412: bar = 1.7; break; case 413: bar = 1.7; break; case 414: bar = 1.69; break; case 415: bar = 1.69; break; case 416: bar = 1.68; break; case 417: bar = 1.67; break; case 418: bar = 1.67; break; case 419: bar = 1.66; break; case 420: bar = 1.66; break; case 421: bar = 1.65; break; case 422: bar = 1.65; break; case 423: bar = 1.64; break; case 424: bar = 1.64; break; case 425: bar = 1.63; break; case 426: bar = 1.63; break; case 427: bar = 1.62; break; case 428: bar = 1.62; break; case 429: bar = 1.61; break; case 430: bar = 1.61; break; case 431: bar = 1.6; break; case 432: bar = 1.6; break; case 433: bar = 1.59; break; case 434: bar = 1.59; break; case 435: bar = 1.58; break; case 436: bar = 1.58; break; case 437: bar = 1.57; break; case 438: bar = 1.57; break; case 439: bar = 1.56; break; case 440: bar = 1.56; break; case 441: bar = 1.55; break; case 442: bar = 1.55; break; case 443: bar = 1.54; break; case 444: bar = 1.54; break; case 445: bar = 1.53; break; case 446: bar = 1.53; break; case 447: bar = 1.53; break; case 448: bar = 1.52; break; case 449: bar = 1.52; break; case 450: bar = 1.51; break; case 451: bar = 1.51; break; case 452: bar = 1.5; break; case 453: bar = 1.5; break; case 454: bar = 1.49; break; case 455: bar = 1.49; break; case 456: bar = 1.48; break; case 457: bar = 1.48; break; case 458: bar = 1.47; break; case 459: bar = 1.47; break; case 460: bar = 1.47; break; case 461: bar = 1.46; break; case 462: bar = 1.46; break; case 463: bar = 1.45; break; case 464: bar = 1.45; break; case 465: bar = 1.44; break; case 466: bar = 1.44; break; case 467: bar = 1.44; break; case 468: bar = 1.43; break; case 469: bar = 1.43; break; case 470: bar = 1.42; break; case 471: bar = 1.42; break; case 472: bar = 1.41; break; case 473: bar = 1.41; break; case 474: bar = 1.41; break; case 475: bar = 1.4; break; case 476: bar = 1.4; break; case 477: bar = 1.39; break; case 478: bar = 1.39; break; case 479: bar = 1.38; break; case 480: bar = 1.38; break; case 481: bar = 1.38; break; case 482: bar = 1.37; break; case 483: bar = 1.37; break; case 484: bar = 1.36; break; case 485: bar = 1.36; break; case 486: bar = 1.36; break; case 487: bar = 1.35; break; case 488: bar = 1.35; break; case 489: bar = 1.34; break; case 490: bar = 1.34; break; case 491: bar = 1.34; break; case 492: bar = 1.33; break; case 493: bar = 1.33; break; case 494: bar = 1.32; break; case 495: bar = 1.32; break; case 496: bar = 1.32; break; case 497: bar = 1.31; break; case 498: bar = 1.31; break; case 499: bar = 1.3; break; case 500: bar = 1.3; break; case 501: bar = 1.3; break; case 502: bar = 1.29; break; case 503: bar = 1.29; break; case 504: bar = 1.29; break; case 505: bar = 1.28; break; case 506: bar = 1.28; break; case 507: bar = 1.27; break; case 508: bar = 1.27; break; case 509: bar = 1.27; break; case 510: bar = 1.26; break; case 511: bar = 1.26; break; case 512: bar = 1.26; break; case 513: bar = 1.25; break; case 514: bar = 1.25; break; case 515: bar = 1.24; break; case 516: bar = 1.24; break; case 517: bar = 1.24; break; case 518: bar = 1.23; break; case 519: bar = 1.23; break; case 520: bar = 1.23; break; case 521: bar = 1.22; break; case 522: bar = 1.22; break; case 523: bar = 1.22; break; case 524: bar = 1.21; break; case 525: bar = 1.21; break; case 526: bar = 1.21; break; case 527: bar = 1.2; break; case 528: bar = 1.2; break; case 529: bar = 1.2; break; case 530: bar = 1.19; break; case 531: bar = 1.19; break; case 532: bar = 1.18; break; case 533: bar = 1.18; break; case 534: bar = 1.18; break; case 535: bar = 1.17; break; case 536: bar = 1.17; break; case 537: bar = 1.17; break; case 538: bar = 1.16; break; case 539: bar = 1.16; break; case 540: bar = 1.16; break; case 541: bar = 1.15; break; case 542: bar = 1.15; break; case 543: bar = 1.15; break; case 544: bar = 1.14; break; case 545: bar = 1.14; break; case 546: bar = 1.14; break; case 547: bar = 1.13; break; case 548: bar = 1.13; break; case 549: bar = 1.13; break; case 550: bar = 1.12; break; case 551: bar = 1.12; break; case 552: bar = 1.12; break; case 553: bar = 1.12; break; case 554: bar = 1.11; break; case 555: bar = 1.11; break; case 556: bar = 1.11; break; case 557: bar = 1.1; break; case 558: bar = 1.1; break; case 559: bar = 1.1; break; case 560: bar = 1.09; break; case 561: bar = 1.09; break; case 562: bar = 1.09; break; case 563: bar = 1.08; break; case 564: bar = 1.08; break; case 565: bar = 1.08; break; case 566: bar = 1.07; break; case 567: bar = 1.07; break; case 568: bar = 1.07; break; case 569: bar = 1.07; break; case 570: bar = 1.06; break; case 571: bar = 1.06; break; case 572: bar = 1.06; break; case 573: bar = 1.05; break; case 574: bar = 1.05; break; case 575: bar = 1.05; break; case 576: bar = 1.04; break; case 577: bar = 1.04; break; case 578: bar = 1.04; break; case 579: bar = 1.04; break; case 580: bar = 1.03; break; case 581: bar = 1.03; break; case 582: bar = 1.03; break; case 583: bar = 1.02; break; case 584: bar = 1.02; break; case 585: bar = 1.02; break; case 586: bar = 1.02; break; case 587: bar = 1.01; break; case 588: bar = 1.01; break; case 589: bar = 1.01; break; case 590: bar = 1; break; case 591: bar = 1; break; case 592: bar = 1; break; case 593: bar = 1; break; case 594: bar = 0.99; break; case 595: bar = 0.99; break; case 596: bar = 0.99; break; case 597: bar = 0.98; break; case 598: bar = 0.98; break; case 599: bar = 0.98; break; case 600: bar = 0.98; break; case 601: bar = 0.97; break; case 602: bar = 0.97; break; case 603: bar = 0.97; break; case 604: bar = 0.96; break; case 605: bar = 0.96; break; case 606: bar = 0.96; break; case 607: bar = 0.96; break; case 608: bar = 0.95; break; case 609: bar = 0.95; break; case 610: bar = 0.95; break; case 611: bar = 0.95; break; case 612: bar = 0.94; break; case 613: bar = 0.94; break; case 614: bar = 0.94; break; case 615: bar = 0.94; break; case 616: bar = 0.93; break; case 617: bar = 0.93; break; case 618: bar = 0.93; break; case 619: bar = 0.92; break; case 620: bar = 0.92; break; case 621: bar = 0.92; break; case 622: bar = 0.92; break; case 623: bar = 0.91; break; case 624: bar = 0.91; break; case 625: bar = 0.91; break; case 626: bar = 0.91; break; case 627: bar = 0.9; break; case 628: bar = 0.9; break; case 629: bar = 0.9; break; case 630: bar = 0.9; break; case 631: bar = 0.89; break; case 632: bar = 0.89; break; case 633: bar = 0.89; break; case 634: bar = 0.89; break; case 635: bar = 0.88; break; case 636: bar = 0.88; break; case 637: bar = 0.88; break; case 638: bar = 0.88; break; case 639: bar = 0.87; break; case 640: bar = 0.87; break; case 641: bar = 0.87; break; case 642: bar = 0.87; break; case 643: bar = 0.86; break; case 644: bar = 0.86; break; case 645: bar = 0.86; break; case 646: bar = 0.86; break; case 647: bar = 0.85; break; case 648: bar = 0.85; break; case 649: bar = 0.85; break; case 650: bar = 0.85; break; case 651: bar = 0.84; break; case 652: bar = 0.84; break; case 653: bar = 0.84; break; case 654: bar = 0.84; break; case 655: bar = 0.84; break; case 656: bar = 0.83; break; case 657: bar = 0.83; break; case 658: bar = 0.83; break; case 659: bar = 0.83; break; case 660: bar = 0.82; break; case 661: bar = 0.82; break; case 662: bar = 0.82; break; case 663: bar = 0.82; break; case 664: bar = 0.81; break; case 665: bar = 0.81; break; case 666: bar = 0.81; break; case 667: bar = 0.81; break; case 668: bar = 0.81; break; case 669: bar = 0.8; break; case 670: bar = 0.8; break; case 671: bar = 0.8; break; case 672: bar = 0.8; break; case 673: bar = 0.79; break; case 674: bar = 0.79; break; case 675: bar = 0.79; break; case 676: bar = 0.79; break; case 677: bar = 0.78; break; case 678: bar = 0.78; break; case 679: bar = 0.78; break; case 680: bar = 0.78; break; case 681: bar = 0.78; break; case 682: bar = 0.77; break; case 683: bar = 0.77; break; case 684: bar = 0.77; break; case 685: bar = 0.77; break; case 686: bar = 0.77; break; case 687: bar = 0.76; break; case 688: bar = 0.76; break; case 689: bar = 0.76; break; case 690: bar = 0.76; break; case 691: bar = 0.75; break; case 692: bar = 0.75; break; case 693: bar = 0.75; break; case 694: bar = 0.75; break; case 695: bar = 0.75; break; case 696: bar = 0.74; break; case 697: bar = 0.74; break; case 698: bar = 0.74; break; case 699: bar = 0.74; break; case 700: bar = 0.74; break; case 701: bar = 0.73; break; case 702: bar = 0.73; break; case 703: bar = 0.73; break; case 704: bar = 0.73; break; case 705: bar = 0.72; break; case 706: bar = 0.72; break; case 707: bar = 0.72; break; case 708: bar = 0.72; break; case 709: bar = 0.72; break; case 710: bar = 0.71; break; case 711: bar = 0.71; break; case 712: bar = 0.71; break; case 713: bar = 0.71; break; case 714: bar = 0.71; break; case 715: bar = 0.7; break; case 716: bar = 0.7; break; case 717: bar = 0.7; break; case 718: bar = 0.7; break; case 719: bar = 0.7; break; case 720: bar = 0.69; break; case 721: bar = 0.69; break; case 722: bar = 0.69; break; case 723: bar = 0.69; break; case 724: bar = 0.69; break; case 725: bar = 0.68; break; case 726: bar = 0.68; break; case 727: bar = 0.68; break; case 728: bar = 0.68; break; case 729: bar = 0.68; break; case 730: bar = 0.67; break; case 731: bar = 0.67; break; case 732: bar = 0.67; break; case 733: bar = 0.67; break; case 734: bar = 0.67; break; case 735: bar = 0.67; break; case 736: bar = 0.66; break; case 737: bar = 0.66; break; case 738: bar = 0.66; break; case 739: bar = 0.66; break; case 740: bar = 0.66; break; case 741: bar = 0.65; break; case 742: bar = 0.65; break; case 743: bar = 0.65; break; case 744: bar = 0.65; break; case 745: bar = 0.65; break; case 746: bar = 0.64; break; case 747: bar = 0.64; break; case 748: bar = 0.64; break; case 749: bar = 0.64; break; case 750: bar = 0.64; break; case 751: bar = 0.64; break; case 752: bar = 0.63; break; case 753: bar = 0.63; break; case 754: bar = 0.63; break; case 755: bar = 0.63; break; case 756: bar = 0.63; break; case 757: bar = 0.62; break; case 758: bar = 0.62; break; case 759: bar = 0.62; break; case 760: bar = 0.62; break; case 761: bar = 0.62; break; case 762: bar = 0.61; break; case 763: bar = 0.61; break; case 764: bar = 0.61; break; case 765: bar = 0.61; break; case 766: bar = 0.61; break; case 767: bar = 0.61; break; case 768: bar = 0.6; break; case 769: bar = 0.6; break; case 770: bar = 0.6; break; case 771: bar = 0.6; break; case 772: bar = 0.6; break; case 773: bar = 0.6; break; case 774: bar = 0.59; break; case 775: bar = 0.59; break; case 776: bar = 0.59; break; case 777: bar = 0.59; break; case 778: bar = 0.59; break; case 779: bar = 0.59; break; case 780: bar = 0.58; break; case 781: bar = 0.58; break; case 782: bar = 0.58; break; case 783: bar = 0.58; break; case 784: bar = 0.58; break; case 785: bar = 0.57; break; case 786: bar = 0.57; break; case 787: bar = 0.57; break; case 788: bar = 0.57; break; case 789: bar = 0.57; break; case 790: bar = 0.57; break; case 791: bar = 0.56; break; case 792: bar = 0.56; break; case 793: bar = 0.56; break; case 794: bar = 0.56; break; case 795: bar = 0.56; break; case 796: bar = 0.56; break; case 797: bar = 0.55; break; case 798: bar = 0.55; break; case 799: bar = 0.55; break; case 800: bar = 0.55; break; case 801: bar = 0.55; break; case 802: bar = 0.55; break; case 803: bar = 0.54; break; case 804: bar = 0.54; break; case 805: bar = 0.54; break; case 806: bar = 0.54; break; case 807: bar = 0.54; break; case 808: bar = 0.54; break; case 809: bar = 0.53; break; case 810: bar = 0.53; break; case 811: bar = 0.53; break; case 812: bar = 0.53; break; case 813: bar = 0.53; break; case 814: bar = 0.53; break; case 815: bar = 0.53; break; case 816: bar = 0.52; break; case 817: bar = 0.52; break; case 818: bar = 0.52; break; case 819: bar = 0.52; break; case 820: bar = 0.52; break; case 821: bar = 0.52; break; case 822: bar = 0.51; break; case 823: bar = 0.51; break; case 824: bar = 0.51; break; case 825: bar = 0.51; break; case 826: bar = 0.51; break; case 827: bar = 0.51; break; case 828: bar = 0.5; break; case 829: bar = 0.5; break; case 830: bar = 0.5; break; case 831: bar = 0.5; break; case 832: bar = 0.5; break; case 833: bar = 0.5; break; case 834: bar = 0.5; break; case 835: bar = 0.49; break; case 836: bar = 0.49; break; case 837: bar = 0.49; break; case 838: bar = 0.49; break; case 839: bar = 0.49; break; case 840: bar = 0.49; break; case 841: bar = 0.48; break; case 842: bar = 0.48; break; case 843: bar = 0.48; break; case 844: bar = 0.48; break; case 845: bar = 0.48; break; case 846: bar = 0.48; break; case 847: bar = 0.48; break; case 848: bar = 0.47; break; case 849: bar = 0.47; break; case 850: bar = 0.47; break; case 851: bar = 0.47; break; case 852: bar = 0.47; break; case 853: bar = 0.47; break; case 854: bar = 0.47; break; case 855: bar = 0.46; break; case 856: bar = 0.46; break; case 857: bar = 0.46; break; case 858: bar = 0.46; break; case 859: bar = 0.46; break; case 860: bar = 0.46; break; case 861: bar = 0.46; break; case 862: bar = 0.45; break; case 863: bar = 0.45; break; case 864: bar = 0.45; break; case 865: bar = 0.45; break; case 866: bar = 0.45; break; case 867: bar = 0.45; break; case 868: bar = 0.45; break; case 869: bar = 0.44; break; case 870: bar = 0.44; break; case 871: bar = 0.44; break; case 872: bar = 0.44; break; case 873: bar = 0.44; break; case 874: bar = 0.44; break; case 875: bar = 0.44; break; case 876: bar = 0.43; break; case 877: bar = 0.43; break; case 878: bar = 0.43; break; case 879: bar = 0.43; break; case 880: bar = 0.43; break; case 881: bar = 0.43; break; case 882: bar = 0.43; break; case 883: bar = 0.42; break; case 884: bar = 0.42; break; case 885: bar = 0.42; break; case 886: bar = 0.42; break; case 887: bar = 0.42; break; case 888: bar = 0.42; break; case 889: bar = 0.42; break; case 890: bar = 0.41; break; case 891: bar = 0.41; break; case 892: bar = 0.41; break; case 893: bar = 0.41; break; case 894: bar = 0.41; break; case 895: bar = 0.41; break; case 896: bar = 0.41; break; case 897: bar = 0.41; break; case 898: bar = 0.4; break; case 899: bar = 0.4; break; case 900: bar = 0.4; break; case 901: bar = 0.4; break; case 902: bar = 0.4; break; case 903: bar = 0.4; break; case 904: bar = 0.4; break; case 905: bar = 0.39; break; case 906: bar = 0.39; break; case 907: bar = 0.39; break; case 908: bar = 0.39; break; case 909: bar = 0.39; break; case 910: bar = 0.39; break; case 911: bar = 0.39; break; case 912: bar = 0.39; break; case 913: bar = 0.38; break; case 914: bar = 0.38; break; case 915: bar = 0.38; break; case 916: bar = 0.38; break; case 917: bar = 0.38; break; case 918: bar = 0.38; break; case 919: bar = 0.38; break; case 920: bar = 0.38; break; case 921: bar = 0.37; break; case 922: bar = 0.37; break; case 923: bar = 0.37; break; case 924: bar = 0.37; break; case 925: bar = 0.37; break; case 926: bar = 0.37; break; case 927: bar = 0.37; break; case 928: bar = 0.37; break; case 929: bar = 0.36; break; case 930: bar = 0.36; break; case 931: bar = 0.36; break; case 932: bar = 0.36; break; case 933: bar = 0.36; break; case 934: bar = 0.36; break; case 935: bar = 0.36; break; case 936: bar = 0.36; break; case 937: bar = 0.35; break; case 938: bar = 0.35; break; case 939: bar = 0.35; break; case 940: bar = 0.35; break; case 941: bar = 0.35; break; case 942: bar = 0.35; break; case 943: bar = 0.35; break; case 944: bar = 0.35; break; case 945: bar = 0.34; break; case 946: bar = 0.34; break; case 947: bar = 0.34; break; case 948: bar = 0.34; break; case 949: bar = 0.34; break; case 950: bar = 0.34; break; case 951: bar = 0.34; break; case 952: bar = 0.34; break; case 953: bar = 0.33; break; case 954: bar = 0.33; break; case 955: bar = 0.33; break; case 956: bar = 0.33; break; case 957: bar = 0.33; break; case 958: bar = 0.33; break; case 959: bar = 0.33; break; case 960: bar = 0.33; break; case 961: bar = 0.32; break; case 962: bar = 0.32; break; case 963: bar = 0.32; break; case 964: bar = 0.32; break; case 965: bar = 0.32; break; case 966: bar = 0.32; break; case 967: bar = 0.32; break; case 968: bar = 0.32; break; case 969: bar = 0.32; break; case 970: bar = 0.31; break; case 971: bar = 0.31; break; case 972: bar = 0.31; break; case 973: bar = 0.31; break; case 974: bar = 0.31; break; case 975: bar = 0.31; break; case 976: bar = 0.31; break; case 977: bar = 0.31; break; case 978: bar = 0.3; break; case 979: bar = 0.3; break; case 980: bar = 0.3; break; case 981: bar = 0.3; break; case 982: bar = 0.3; break; case 983: bar = 0.3; break; case 984: bar = 0.3; break; case 985: bar = 0.3; break; case 986: bar = 0.3; break; case 987: bar = 0.29; break; case 988: bar = 0.29; break; case 989: bar = 0.29; break; case 990: bar = 0.29; break; case 991: bar = 0.29; break; case 992: bar = 0.29; break; case 993: bar = 0.29; break; case 994: bar = 0.29; break; case 995: bar = 0.29; break; case 996: bar = 0.28; break; case 997: bar = 0.28; break; case 998: bar = 0.28; break; case 999: bar = 0.28; break; case 1000: bar = 0.28; break; case 1001: bar = 0.28; break; case 1002: bar = 0.28; break; case 1003: bar = 0.28; break; case 1004: bar = 0.28; break; case 1005: bar = 0.27; break; case 1006: bar = 0.27; break; case 1007: bar = 0.27; break; case 1008: bar = 0.27; break; case 1009: bar = 0.27; break; case 1010: bar = 0.27; break; case 1011: bar = 0.27; break; case 1012: bar = 0.27; break; case 1013: bar = 0.27; break; case 1014: bar = 0.26; break; case 1015: bar = 0.26; break; case 1016: bar = 0.26; break; case 1017: bar = 0.26; break; case 1018: bar = 0.26; break; case 1019: bar = 0.26; break; case 1020: bar = 0.26; break; case 1021: bar = 0.26; break; case 1022: bar = 0.26; break; case 1023: bar = 0.26; break; case 1024: bar = 0.25; break;
case 49: bar = 14.04; break; | case 49: bar = 14.04; break; case 50: bar = 13.8; break; case 51: bar = 13.57; break; case 52: bar = 13.35; break; case 53: bar = 13.13; break; case 54: bar = 12.93; break; case 55: bar = 12.73; break; case 56: bar = 12.53; break; case 57: bar = 12.34; break; case 58: bar = 12.16; break; case 59: bar = 11.98; break; case 60: bar = 11.81; break; case 61: bar = 11.65; break; case 62: bar = 11.48; break; case 63: bar = 11.33; break; case 64: bar = 11.17; break; case 65: bar = 11.02; break; case 66: bar = 10.88; break; case 67: bar = 10.74; break; case 68: bar = 10.6; break; case 69: bar = 10.47; break; case 70: bar = 10.34; break; case 71: bar = 10.21; break; case 72: bar = 10.09; break; case 73: bar = 9.97; break; case 74: bar = 9.85; break; case 75: bar = 9.73; break; case 76: bar = 9.62; break; case 77: bar = 9.51; break; case 78: bar = 9.4; break; case 79: bar = 9.3; break; case 80: bar = 9.19; break; case 81: bar = 9.09; break; case 82: bar = 9; break; case 83: bar = 8.9; break; case 84: bar = 8.81; break; case 85: bar = 8.71; break; case 86: bar = 8.62; break; case 87: bar = 8.53; break; case 88: bar = 8.45; break; case 89: bar = 8.36; break; case 90: bar = 8.28; break; case 91: bar = 8.2; break; case 92: bar = 8.12; break; case 93: bar = 8.04; break; case 94: bar = 7.96; break; case 95: bar = 7.89; break; case 96: bar = 7.81; break; case 97: bar = 7.74; break; case 98: bar = 7.67; break; case 99: bar = 7.6; break; case 100: bar = 7.53; break; case 101: bar = 7.46; break; case 102: bar = 7.4; break; case 103: bar = 7.33; break; case 104: bar = 7.27; break; case 105: bar = 7.2; break; case 106: bar = 7.14; break; case 107: bar = 7.08; break; case 108: bar = 7.02; break; case 109: bar = 6.96; break; case 110: bar = 6.9; break; case 111: bar = 6.85; break; case 112: bar = 6.79; break; case 113: bar = 6.74; break; case 114: bar = 6.68; break; case 115: bar = 6.63; break; case 116: bar = 6.57; break; case 117: bar = 6.52; break; case 118: bar = 6.47; break; case 119: bar = 6.42; break; case 120: bar = 6.37; break; case 121: bar = 6.32; break; case 122: bar = 6.27; break; case 123: bar = 6.23; break; case 124: bar = 6.18; break; case 125: bar = 6.13; break; case 126: bar = 6.09; break; case 127: bar = 6.04; break; case 128: bar = 6; break; case 129: bar = 5.95; break; case 130: bar = 5.91; break; case 131: bar = 5.87; break; case 132: bar = 5.83; break; case 133: bar = 5.79; break; case 134: bar = 5.75; break; case 135: bar = 5.71; break; case 136: bar = 5.67; break; case 137: bar = 5.63; break; case 138: bar = 5.59; break; case 139: bar = 5.55; break; case 140: bar = 5.51; break; case 141: bar = 5.47; break; case 142: bar = 5.44; break; case 143: bar = 5.4; break; case 144: bar = 5.37; break; case 145: bar = 5.33; break; case 146: bar = 5.3; break; case 147: bar = 5.26; break; case 148: bar = 5.23; break; case 149: bar = 5.19; break; case 150: bar = 5.16; break; case 151: bar = 5.13; break; case 152: bar = 5.09; break; case 153: bar = 5.06; break; case 154: bar = 5.03; break; case 155: bar = 5; break; case 156: bar = 4.97; break; case 157: bar = 4.94; break; case 158: bar = 4.91; break; case 159: bar = 4.88; break; case 160: bar = 4.85; break; case 161: bar = 4.82; break; case 162: bar = 4.79; break; case 163: bar = 4.76; break; case 164: bar = 4.73; break; case 165: bar = 4.7; break; case 166: bar = 4.68; break; case 167: bar = 4.65; break; case 168: bar = 4.62; break; case 169: bar = 4.59; break; case 170: bar = 4.57; break; case 171: bar = 4.54; break; case 172: bar = 4.52; break; case 173: bar = 4.49; break; case 174: bar = 4.46; break; case 175: bar = 4.44; break; case 176: bar = 4.41; break; case 177: bar = 4.39; break; case 178: bar = 4.36; break; case 179: bar = 4.34; break; case 180: bar = 4.32; break; case 181: bar = 4.29; break; case 182: bar = 4.27; break; case 183: bar = 4.25; break; case 184: bar = 4.22; break; case 185: bar = 4.2; break; case 186: bar = 4.18; break; case 187: bar = 4.15; break; case 188: bar = 4.13; break; case 189: bar = 4.11; break; case 190: bar = 4.09; break; case 191: bar = 4.07; break; case 192: bar = 4.05; break; case 193: bar = 4.02; break; case 194: bar = 4; break; case 195: bar = 3.98; break; case 196: bar = 3.96; break; case 197: bar = 3.94; break; case 198: bar = 3.92; break; case 199: bar = 3.9; break; case 200: bar = 3.88; break; case 201: bar = 3.86; break; case 202: bar = 3.84; break; case 203: bar = 3.82; break; case 204: bar = 3.8; break; case 205: bar = 3.78; break; case 206: bar = 3.77; break; case 207: bar = 3.75; break; case 208: bar = 3.73; break; case 209: bar = 3.71; break; case 210: bar = 3.69; break; case 211: bar = 3.67; break; case 212: bar = 3.66; break; case 213: bar = 3.64; break; case 214: bar = 3.62; break; case 215: bar = 3.6; break; case 216: bar = 3.59; break; case 217: bar = 3.57; break; case 218: bar = 3.55; break; case 219: bar = 3.53; break; case 220: bar = 3.52; break; case 221: bar = 3.5; break; case 222: bar = 3.48; break; case 223: bar = 3.47; break; case 224: bar = 3.45; break; case 225: bar = 3.44; break; case 226: bar = 3.42; break; case 227: bar = 3.4; break; case 228: bar = 3.39; break; case 229: bar = 3.37; break; case 230: bar = 3.36; break; case 231: bar = 3.34; break; case 232: bar = 3.33; break; case 233: bar = 3.31; break; case 234: bar = 3.3; break; case 235: bar = 3.28; break; case 236: bar = 3.27; break; case 237: bar = 3.25; break; case 238: bar = 3.24; break; case 239: bar = 3.22; break; case 240: bar = 3.21; break; case 241: bar = 3.19; break; case 242: bar = 3.18; break; case 243: bar = 3.17; break; case 244: bar = 3.15; break; case 245: bar = 3.14; break; case 246: bar = 3.12; break; case 247: bar = 3.11; break; case 248: bar = 3.1; break; case 249: bar = 3.08; break; case 250: bar = 3.07; break; case 251: bar = 3.06; break; case 252: bar = 3.04; break; case 253: bar = 3.03; break; case 254: bar = 3.02; break; case 255: bar = 3.01; break; case 256: bar = 2.99; break; case 257: bar = 2.98; break; case 258: bar = 2.97; break; case 259: bar = 2.96; break; case 260: bar = 2.94; break; case 261: bar = 2.93; break; case 262: bar = 2.92; break; case 263: bar = 2.91; break; case 264: bar = 2.89; break; case 265: bar = 2.88; break; case 266: bar = 2.87; break; case 267: bar = 2.86; break; case 268: bar = 2.85; break; case 269: bar = 2.83; break; case 270: bar = 2.82; break; case 271: bar = 2.81; break; case 272: bar = 2.8; break; case 273: bar = 2.79; break; case 274: bar = 2.78; break; case 275: bar = 2.77; break; case 276: bar = 2.76; break; case 277: bar = 2.74; break; case 278: bar = 2.73; break; case 279: bar = 2.72; break; case 280: bar = 2.71; break; case 281: bar = 2.7; break; case 282: bar = 2.69; break; case 283: bar = 2.68; break; case 284: bar = 2.67; break; case 285: bar = 2.66; break; case 286: bar = 2.65; break; case 287: bar = 2.64; break; case 288: bar = 2.63; break; case 289: bar = 2.62; break; case 290: bar = 2.61; break; case 291: bar = 2.6; break; case 292: bar = 2.59; break; case 293: bar = 2.58; break; case 294: bar = 2.57; break; case 295: bar = 2.56; break; case 296: bar = 2.55; break; case 297: bar = 2.54; break; case 298: bar = 2.53; break; case 299: bar = 2.52; break; case 300: bar = 2.51; break; case 301: bar = 2.5; break; case 302: bar = 2.49; break; case 303: bar = 2.48; break; case 304: bar = 2.47; break; case 305: bar = 2.46; break; case 306: bar = 2.45; break; case 307: bar = 2.44; break; case 308: bar = 2.43; break; case 309: bar = 2.42; break; case 310: bar = 2.41; break; case 311: bar = 2.41; break; case 312: bar = 2.4; break; case 313: bar = 2.39; break; case 314: bar = 2.38; break; case 315: bar = 2.37; break; case 316: bar = 2.36; break; case 317: bar = 2.35; break; case 318: bar = 2.34; break; case 319: bar = 2.34; break; case 320: bar = 2.33; break; case 321: bar = 2.32; break; case 322: bar = 2.31; break; case 323: bar = 2.3; break; case 324: bar = 2.29; break; case 325: bar = 2.28; break; case 326: bar = 2.28; break; case 327: bar = 2.27; break; case 328: bar = 2.26; break; case 329: bar = 2.25; break; case 330: bar = 2.24; break; case 331: bar = 2.24; break; case 332: bar = 2.23; break; case 333: bar = 2.22; break; case 334: bar = 2.21; break; case 335: bar = 2.2; break; case 336: bar = 2.2; break; case 337: bar = 2.19; break; case 338: bar = 2.18; break; case 339: bar = 2.17; break; case 340: bar = 2.17; break; case 341: bar = 2.16; break; case 342: bar = 2.15; break; case 343: bar = 2.14; break; case 344: bar = 2.13; break; case 345: bar = 2.13; break; case 346: bar = 2.12; break; case 347: bar = 2.11; break; case 348: bar = 2.11; break; case 349: bar = 2.1; break; case 350: bar = 2.09; break; case 351: bar = 2.08; break; case 352: bar = 2.08; break; case 353: bar = 2.07; break; case 354: bar = 2.06; break; case 355: bar = 2.05; break; case 356: bar = 2.05; break; case 357: bar = 2.04; break; case 358: bar = 2.03; break; case 359: bar = 2.03; break; case 360: bar = 2.02; break; case 361: bar = 2.01; break; case 362: bar = 2.01; break; case 363: bar = 2; break; case 364: bar = 1.99; break; case 365: bar = 1.99; break; case 366: bar = 1.98; break; case 367: bar = 1.97; break; case 368: bar = 1.97; break; case 369: bar = 1.96; break; case 370: bar = 1.95; break; case 371: bar = 1.95; break; case 372: bar = 1.94; break; case 373: bar = 1.93; break; case 374: bar = 1.93; break; case 375: bar = 1.92; break; case 376: bar = 1.91; break; case 377: bar = 1.91; break; case 378: bar = 1.9; break; case 379: bar = 1.89; break; case 380: bar = 1.89; break; case 381: bar = 1.88; break; case 382: bar = 1.88; break; case 383: bar = 1.87; break; case 384: bar = 1.86; break; case 385: bar = 1.86; break; case 386: bar = 1.85; break; case 387: bar = 1.85; break; case 388: bar = 1.84; break; case 389: bar = 1.83; break; case 390: bar = 1.83; break; case 391: bar = 1.82; break; case 392: bar = 1.82; break; case 393: bar = 1.81; break; case 394: bar = 1.8; break; case 395: bar = 1.8; break; case 396: bar = 1.79; break; case 397: bar = 1.79; break; case 398: bar = 1.78; break; case 399: bar = 1.77; break; case 400: bar = 1.77; break; case 401: bar = 1.76; break; case 402: bar = 1.76; break; case 403: bar = 1.75; break; case 404: bar = 1.75; break; case 405: bar = 1.74; break; case 406: bar = 1.73; break; case 407: bar = 1.73; break; case 408: bar = 1.72; break; case 409: bar = 1.72; break; case 410: bar = 1.71; break; case 411: bar = 1.71; break; case 412: bar = 1.7; break; case 413: bar = 1.7; break; case 414: bar = 1.69; break; case 415: bar = 1.69; break; case 416: bar = 1.68; break; case 417: bar = 1.67; break; case 418: bar = 1.67; break; case 419: bar = 1.66; break; case 420: bar = 1.66; break; case 421: bar = 1.65; break; case 422: bar = 1.65; break; case 423: bar = 1.64; break; case 424: bar = 1.64; break; case 425: bar = 1.63; break; case 426: bar = 1.63; break; case 427: bar = 1.62; break; case 428: bar = 1.62; break; case 429: bar = 1.61; break; case 430: bar = 1.61; break; case 431: bar = 1.6; break; case 432: bar = 1.6; break; case 433: bar = 1.59; break; case 434: bar = 1.59; break; case 435: bar = 1.58; break; case 436: bar = 1.58; break; case 437: bar = 1.57; break; case 438: bar = 1.57; break; case 439: bar = 1.56; break; case 440: bar = 1.56; break; case 441: bar = 1.55; break; case 442: bar = 1.55; break; case 443: bar = 1.54; break; case 444: bar = 1.54; break; case 445: bar = 1.53; break; case 446: bar = 1.53; break; case 447: bar = 1.53; break; case 448: bar = 1.52; break; case 449: bar = 1.52; break; case 450: bar = 1.51; break; case 451: bar = 1.51; break; case 452: bar = 1.5; break; case 453: bar = 1.5; break; case 454: bar = 1.49; break; case 455: bar = 1.49; break; case 456: bar = 1.48; break; case 457: bar = 1.48; break; case 458: bar = 1.47; break; case 459: bar = 1.47; break; case 460: bar = 1.47; break; case 461: bar = 1.46; break; case 462: bar = 1.46; break; case 463: bar = 1.45; break; case 464: bar = 1.45; break; case 465: bar = 1.44; break; case 466: bar = 1.44; break; case 467: bar = 1.44; break; case 468: bar = 1.43; break; case 469: bar = 1.43; break; case 470: bar = 1.42; break; case 471: bar = 1.42; break; case 472: bar = 1.41; break; case 473: bar = 1.41; break; case 474: bar = 1.41; break; case 475: bar = 1.4; break; case 476: bar = 1.4; break; case 477: bar = 1.39; break; case 478: bar = 1.39; break; case 479: bar = 1.38; break; case 480: bar = 1.38; break; case 481: bar = 1.38; break; case 482: bar = 1.37; break; case 483: bar = 1.37; break; case 484: bar = 1.36; break; case 485: bar = 1.36; break; case 486: bar = 1.36; break; case 487: bar = 1.35; break; case 488: bar = 1.35; break; case 489: bar = 1.34; break; case 490: bar = 1.34; break; case 491: bar = 1.34; break; case 492: bar = 1.33; break; case 493: bar = 1.33; break; case 494: bar = 1.32; break; case 495: bar = 1.32; break; case 496: bar = 1.32; break; case 497: bar = 1.31; break; case 498: bar = 1.31; break; case 499: bar = 1.3; break; case 500: bar = 1.3; break; case 501: bar = 1.3; break; case 502: bar = 1.29; break; case 503: bar = 1.29; break; case 504: bar = 1.29; break; case 505: bar = 1.28; break; case 506: bar = 1.28; break; case 507: bar = 1.27; break; case 508: bar = 1.27; break; case 509: bar = 1.27; break; case 510: bar = 1.26; break; case 511: bar = 1.26; break; case 512: bar = 1.26; break; case 513: bar = 1.25; break; case 514: bar = 1.25; break; case 515: bar = 1.24; break; case 516: bar = 1.24; break; case 517: bar = 1.24; break; case 518: bar = 1.23; break; case 519: bar = 1.23; break; case 520: bar = 1.23; break; case 521: bar = 1.22; break; case 522: bar = 1.22; break; case 523: bar = 1.22; break; case 524: bar = 1.21; break; case 525: bar = 1.21; break; case 526: bar = 1.21; break; case 527: bar = 1.2; break; case 528: bar = 1.2; break; case 529: bar = 1.2; break; case 530: bar = 1.19; break; case 531: bar = 1.19; break; case 532: bar = 1.18; break; case 533: bar = 1.18; break; case 534: bar = 1.18; break; case 535: bar = 1.17; break; case 536: bar = 1.17; break; case 537: bar = 1.17; break; case 538: bar = 1.16; break; case 539: bar = 1.16; break; case 540: bar = 1.16; break; case 541: bar = 1.15; break; case 542: bar = 1.15; break; case 543: bar = 1.15; break; case 544: bar = 1.14; break; case 545: bar = 1.14; break; case 546: bar = 1.14; break; case 547: bar = 1.13; break; case 548: bar = 1.13; break; case 549: bar = 1.13; break; case 550: bar = 1.12; break; case 551: bar = 1.12; break; case 552: bar = 1.12; break; case 553: bar = 1.12; break; case 554: bar = 1.11; break; case 555: bar = 1.11; break; case 556: bar = 1.11; break; case 557: bar = 1.1; break; case 558: bar = 1.1; break; case 559: bar = 1.1; break; case 560: bar = 1.09; break; case 561: bar = 1.09; break; case 562: bar = 1.09; break; case 563: bar = 1.08; break; case 564: bar = 1.08; break; case 565: bar = 1.08; break; case 566: bar = 1.07; break; case 567: bar = 1.07; break; case 568: bar = 1.07; break; case 569: bar = 1.07; break; case 570: bar = 1.06; break; case 571: bar = 1.06; break; case 572: bar = 1.06; break; case 573: bar = 1.05; break; case 574: bar = 1.05; break; case 575: bar = 1.05; break; case 576: bar = 1.04; break; case 577: bar = 1.04; break; case 578: bar = 1.04; break; case 579: bar = 1.04; break; case 580: bar = 1.03; break; case 581: bar = 1.03; break; case 582: bar = 1.03; break; case 583: bar = 1.02; break; case 584: bar = 1.02; break; case 585: bar = 1.02; break; case 586: bar = 1.02; break; case 587: bar = 1.01; break; case 588: bar = 1.01; break; case 589: bar = 1.01; break; case 590: bar = 1; break; case 591: bar = 1; break; case 592: bar = 1; break; case 593: bar = 1; break; case 594: bar = 0.99; break; case 595: bar = 0.99; break; case 596: bar = 0.99; break; case 597: bar = 0.98; break; case 598: bar = 0.98; break; case 599: bar = 0.98; break; case 600: bar = 0.98; break; case 601: bar = 0.97; break; case 602: bar = 0.97; break; case 603: bar = 0.97; break; case 604: bar = 0.96; break; case 605: bar = 0.96; break; case 606: bar = 0.96; break; case 607: bar = 0.96; break; case 608: bar = 0.95; break; case 609: bar = 0.95; break; case 610: bar = 0.95; break; case 611: bar = 0.95; break; case 612: bar = 0.94; break; case 613: bar = 0.94; break; case 614: bar = 0.94; break; case 615: bar = 0.94; break; case 616: bar = 0.93; break; case 617: bar = 0.93; break; case 618: bar = 0.93; break; case 619: bar = 0.92; break; case 620: bar = 0.92; break; case 621: bar = 0.92; break; case 622: bar = 0.92; break; case 623: bar = 0.91; break; case 624: bar = 0.91; break; case 625: bar = 0.91; break; case 626: bar = 0.91; break; case 627: bar = 0.9; break; case 628: bar = 0.9; break; case 629: bar = 0.9; break; case 630: bar = 0.9; break; case 631: bar = 0.89; break; case 632: bar = 0.89; break; case 633: bar = 0.89; break; case 634: bar = 0.89; break; case 635: bar = 0.88; break; case 636: bar = 0.88; break; case 637: bar = 0.88; break; case 638: bar = 0.88; break; case 639: bar = 0.87; break; case 640: bar = 0.87; break; case 641: bar = 0.87; break; case 642: bar = 0.87; break; case 643: bar = 0.86; break; case 644: bar = 0.86; break; case 645: bar = 0.86; break; case 646: bar = 0.86; break; case 647: bar = 0.85; break; case 648: bar = 0.85; break; case 649: bar = 0.85; break; case 650: bar = 0.85; break; case 651: bar = 0.84; break; case 652: bar = 0.84; break; case 653: bar = 0.84; break; case 654: bar = 0.84; break; case 655: bar = 0.84; break; case 656: bar = 0.83; break; case 657: bar = 0.83; break; case 658: bar = 0.83; break; case 659: bar = 0.83; break; case 660: bar = 0.82; break; case 661: bar = 0.82; break; case 662: bar = 0.82; break; case 663: bar = 0.82; break; case 664: bar = 0.81; break; case 665: bar = 0.81; break; case 666: bar = 0.81; break; case 667: bar = 0.81; break; case 668: bar = 0.81; break; case 669: bar = 0.8; break; case 670: bar = 0.8; break; case 671: bar = 0.8; break; case 672: bar = 0.8; break; case 673: bar = 0.79; break; case 674: bar = 0.79; break; case 675: bar = 0.79; break; case 676: bar = 0.79; break; case 677: bar = 0.78; break; case 678: bar = 0.78; break; case 679: bar = 0.78; break; case 680: bar = 0.78; break; case 681: bar = 0.78; break; case 682: bar = 0.77; break; case 683: bar = 0.77; break; case 684: bar = 0.77; break; case 685: bar = 0.77; break; case 686: bar = 0.77; break; case 687: bar = 0.76; break; case 688: bar = 0.76; break; case 689: bar = 0.76; break; case 690: bar = 0.76; break; case 691: bar = 0.75; break; case 692: bar = 0.75; break; case 693: bar = 0.75; break; case 694: bar = 0.75; break; case 695: bar = 0.75; break; case 696: bar = 0.74; break; case 697: bar = 0.74; break; case 698: bar = 0.74; break; case 699: bar = 0.74; break; case 700: bar = 0.74; break; case 701: bar = 0.73; break; case 702: bar = 0.73; break; case 703: bar = 0.73; break; case 704: bar = 0.73; break; case 705: bar = 0.72; break; case 706: bar = 0.72; break; case 707: bar = 0.72; break; case 708: bar = 0.72; break; case 709: bar = 0.72; break; case 710: bar = 0.71; break; case 711: bar = 0.71; break; case 712: bar = 0.71; break; case 713: bar = 0.71; break; case 714: bar = 0.71; break; case 715: bar = 0.7; break; case 716: bar = 0.7; break; case 717: bar = 0.7; break; case 718: bar = 0.7; break; case 719: bar = 0.7; break; case 720: bar = 0.69; break; case 721: bar = 0.69; break; case 722: bar = 0.69; break; case 723: bar = 0.69; break; case 724: bar = 0.69; break; case 725: bar = 0.68; break; case 726: bar = 0.68; break; case 727: bar = 0.68; break; case 728: bar = 0.68; break; case 729: bar = 0.68; break; case 730: bar = 0.67; break; case 731: bar = 0.67; break; case 732: bar = 0.67; break; case 733: bar = 0.67; break; case 734: bar = 0.67; break; case 735: bar = 0.67; break; case 736: bar = 0.66; break; case 737: bar = 0.66; break; case 738: bar = 0.66; break; case 739: bar = 0.66; break; case 740: bar = 0.66; break; case 741: bar = 0.65; break; case 742: bar = 0.65; break; case 743: bar = 0.65; break; case 744: bar = 0.65; break; case 745: bar = 0.65; break; case 746: bar = 0.64; break; case 747: bar = 0.64; break; case 748: bar = 0.64; break; case 749: bar = 0.64; break; case 750: bar = 0.64; break; case 751: bar = 0.64; break; case 752: bar = 0.63; break; case 753: bar = 0.63; break; case 754: bar = 0.63; break; case 755: bar = 0.63; break; case 756: bar = 0.63; break; case 757: bar = 0.62; break; case 758: bar = 0.62; break; case 759: bar = 0.62; break; case 760: bar = 0.62; break; case 761: bar = 0.62; break; case 762: bar = 0.61; break; case 763: bar = 0.61; break; case 764: bar = 0.61; break; case 765: bar = 0.61; break; case 766: bar = 0.61; break; case 767: bar = 0.61; break; case 768: bar = 0.6; break; case 769: bar = 0.6; break; case 770: bar = 0.6; break; case 771: bar = 0.6; break; case 772: bar = 0.6; break; case 773: bar = 0.6; break; case 774: bar = 0.59; break; case 775: bar = 0.59; break; case 776: bar = 0.59; break; case 777: bar = 0.59; break; case 778: bar = 0.59; break; case 779: bar = 0.59; break; case 780: bar = 0.58; break; case 781: bar = 0.58; break; case 782: bar = 0.58; break; case 783: bar = 0.58; break; case 784: bar = 0.58; break; case 785: bar = 0.57; break; case 786: bar = 0.57; break; case 787: bar = 0.57; break; case 788: bar = 0.57; break; case 789: bar = 0.57; break; case 790: bar = 0.57; break; case 791: bar = 0.56; break; case 792: bar = 0.56; break; case 793: bar = 0.56; break; case 794: bar = 0.56; break; case 795: bar = 0.56; break; case 796: bar = 0.56; break; case 797: bar = 0.55; break; case 798: bar = 0.55; break; case 799: bar = 0.55; break; case 800: bar = 0.55; break; case 801: bar = 0.55; break; case 802: bar = 0.55; break; case 803: bar = 0.54; break; case 804: bar = 0.54; break; case 805: bar = 0.54; break; case 806: bar = 0.54; break; case 807: bar = 0.54; break; case 808: bar = 0.54; break; case 809: bar = 0.53; break; case 810: bar = 0.53; break; case 811: bar = 0.53; break; case 812: bar = 0.53; break; case 813: bar = 0.53; break; case 814: bar = 0.53; break; case 815: bar = 0.53; break; case 816: bar = 0.52; break; case 817: bar = 0.52; break; case 818: bar = 0.52; break; case 819: bar = 0.52; break; case 820: bar = 0.52; break; case 821: bar = 0.52; break; case 822: bar = 0.51; break; case 823: bar = 0.51; break; case 824: bar = 0.51; break; case 825: bar = 0.51; break; case 826: bar = 0.51; break; case 827: bar = 0.51; break; case 828: bar = 0.5; break; case 829: bar = 0.5; break; case 830: bar = 0.5; break; case 831: bar = 0.5; break; case 832: bar = 0.5; break; case 833: bar = 0.5; break; case 834: bar = 0.5; break; case 835: bar = 0.49; break; case 836: bar = 0.49; break; case 837: bar = 0.49; break; case 838: bar = 0.49; break; case 839: bar = 0.49; break; case 840: bar = 0.49; break; case 841: bar = 0.48; break; case 842: bar = 0.48; break; case 843: bar = 0.48; break; case 844: bar = 0.48; break; case 845: bar = 0.48; break; case 846: bar = 0.48; break; case 847: bar = 0.48; break; case 848: bar = 0.47; break; case 849: bar = 0.47; break; case 850: bar = 0.47; break; case 851: bar = 0.47; break; case 852: bar = 0.47; break; case 853: bar = 0.47; break; case 854: bar = 0.47; break; case 855: bar = 0.46; break; case 856: bar = 0.46; break; case 857: bar = 0.46; break; case 858: bar = 0.46; break; case 859: bar = 0.46; break; case 860: bar = 0.46; break; case 861: bar = 0.46; break; case 862: bar = 0.45; break; case 863: bar = 0.45; break; case 864: bar = 0.45; break; case 865: bar = 0.45; break; case 866: bar = 0.45; break; case 867: bar = 0.45; break; case 868: bar = 0.45; break; case 869: bar = 0.44; break; case 870: bar = 0.44; break; case 871: bar = 0.44; break; case 872: bar = 0.44; break; case 873: bar = 0.44; break; case 874: bar = 0.44; break; case 875: bar = 0.44; break; case 876: bar = 0.43; break; case 877: bar = 0.43; break; case 878: bar = 0.43; break; case 879: bar = 0.43; break; case 880: bar = 0.43; break; case 881: bar = 0.43; break; case 882: bar = 0.43; break; case 883: bar = 0.42; break; case 884: bar = 0.42; break; case 885: bar = 0.42; break; case 886: bar = 0.42; break; case 887: bar = 0.42; break; case 888: bar = 0.42; break; case 889: bar = 0.42; break; case 890: bar = 0.41; break; case 891: bar = 0.41; break; case 892: bar = 0.41; break; case 893: bar = 0.41; break; case 894: bar = 0.41; break; case 895: bar = 0.41; break; case 896: bar = 0.41; break; case 897: bar = 0.41; break; case 898: bar = 0.4; break; case 899: bar = 0.4; break; case 900: bar = 0.4; break; case 901: bar = 0.4; break; case 902: bar = 0.4; break; case 903: bar = 0.4; break; case 904: bar = 0.4; break; case 905: bar = 0.39; break; case 906: bar = 0.39; break; case 907: bar = 0.39; break; case 908: bar = 0.39; break; case 909: bar = 0.39; break; case 910: bar = 0.39; break; case 911: bar = 0.39; break; case 912: bar = 0.39; break; case 913: bar = 0.38; break; case 914: bar = 0.38; break; case 915: bar = 0.38; break; case 916: bar = 0.38; break; case 917: bar = 0.38; break; case 918: bar = 0.38; break; case 919: bar = 0.38; break; case 920: bar = 0.38; break; case 921: bar = 0.37; break; case 922: bar = 0.37; break; case 923: bar = 0.37; break; case 924: bar = 0.37; break; case 925: bar = 0.37; break; case 926: bar = 0.37; break; case 927: bar = 0.37; break; case 928: bar = 0.37; break; case 929: bar = 0.36; break; case 930: bar = 0.36; break; case 931: bar = 0.36; break; case 932: bar = 0.36; break; case 933: bar = 0.36; break; case 934: bar = 0.36; break; case 935: bar = 0.36; break; case 936: bar = 0.36; break; case 937: bar = 0.35; break; case 938: bar = 0.35; break; case 939: bar = 0.35; break; case 940: bar = 0.35; break; case 941: bar = 0.35; break; case 942: bar = 0.35; break; case 943: bar = 0.35; break; case 944: bar = 0.35; break; case 945: bar = 0.34; break; case 946: bar = 0.34; break; case 947: bar = 0.34; break; case 948: bar = 0.34; break; case 949: bar = 0.34; break; case 950: bar = 0.34; break; case 951: bar = 0.34; break; case 952: bar = 0.34; break; case 953: bar = 0.33; break; case 954: bar = 0.33; break; case 955: bar = 0.33; break; case 956: bar = 0.33; break; case 957: bar = 0.33; break; case 958: bar = 0.33; break; case 959: bar = 0.33; break; case 960: bar = 0.33; break; case 961: bar = 0.32; break; case 962: bar = 0.32; break; case 963: bar = 0.32; break; case 964: bar = 0.32; break; case 965: bar = 0.32; break; case 966: bar = 0.32; break; case 967: bar = 0.32; break; case 968: bar = 0.32; break; case 969: bar = 0.32; break; case 970: bar = 0.31; break; case 971: bar = 0.31; break; case 972: bar = 0.31; break; case 973: bar = 0.31; break; case 974: bar = 0.31; break; case 975: bar = 0.31; break; case 976: bar = 0.31; break; case 977: bar = 0.31; break; case 978: bar = 0.3; break; case 979: bar = 0.3; break; case 980: bar = 0.3; break; case 981: bar = 0.3; break; case 982: bar = 0.3; break; case 983: bar = 0.3; break; case 984: bar = 0.3; break; case 985: bar = 0.3; break; case 986: bar = 0.3; break; case 987: bar = 0.29; break; case 988: bar = 0.29; break; case 989: bar = 0.29; break; case 990: bar = 0.29; break; case 991: bar = 0.29; break; case 992: bar = 0.29; break; case 993: bar = 0.29; break; case 994: bar = 0.29; break; case 995: bar = 0.29; break; case 996: bar = 0.28; break; case 997: bar = 0.28; break; case 998: bar = 0.28; break; case 999: bar = 0.28; break; case 1000: bar = 0.28; break; case 1001: bar = 0.28; break; case 1002: bar = 0.28; break; case 1003: bar = 0.28; break; case 1004: bar = 0.28; break; case 1005: bar = 0.27; break; case 1006: bar = 0.27; break; case 1007: bar = 0.27; break; case 1008: bar = 0.27; break; case 1009: bar = 0.27; break; case 1010: bar = 0.27; break; case 1011: bar = 0.27; break; case 1012: bar = 0.27; break; case 1013: bar = 0.27; break; case 1014: bar = 0.26; break; case 1015: bar = 0.26; break; case 1016: bar = 0.26; break; case 1017: bar = 0.26; break; case 1018: bar = 0.26; break; case 1019: bar = 0.26; break; case 1020: bar = 0.26; break; case 1021: bar = 0.26; break; case 1022: bar = 0.26; break; case 1023: bar = 0.26; break; case 1024: bar = 0.25; break;
case 50: bar = 13.8; break; | case 50: bar = 13.8; break; case 51: bar = 13.57; break; case 52: bar = 13.35; break; case 53: bar = 13.13; break; case 54: bar = 12.93; break; case 55: bar = 12.73; break; case 56: bar = 12.53; break; case 57: bar = 12.34; break; case 58: bar = 12.16; break; case 59: bar = 11.98; break; case 60: bar = 11.81; break; case 61: bar = 11.65; break; case 62: bar = 11.48; break; case 63: bar = 11.33; break; case 64: bar = 11.17; break; case 65: bar = 11.02; break; case 66: bar = 10.88; break; case 67: bar = 10.74; break; case 68: bar = 10.6; break; case 69: bar = 10.47; break; case 70: bar = 10.34; break; case 71: bar = 10.21; break; case 72: bar = 10.09; break; case 73: bar = 9.97; break; case 74: bar = 9.85; break; case 75: bar = 9.73; break; case 76: bar = 9.62; break; case 77: bar = 9.51; break; case 78: bar = 9.4; break; case 79: bar = 9.3; break; case 80: bar = 9.19; break; case 81: bar = 9.09; break; case 82: bar = 9; break; case 83: bar = 8.9; break; case 84: bar = 8.81; break; case 85: bar = 8.71; break; case 86: bar = 8.62; break; case 87: bar = 8.53; break; case 88: bar = 8.45; break; case 89: bar = 8.36; break; case 90: bar = 8.28; break; case 91: bar = 8.2; break; case 92: bar = 8.12; break; case 93: bar = 8.04; break; case 94: bar = 7.96; break; case 95: bar = 7.89; break; case 96: bar = 7.81; break; case 97: bar = 7.74; break; case 98: bar = 7.67; break; case 99: bar = 7.6; break; case 100: bar = 7.53; break; case 101: bar = 7.46; break; case 102: bar = 7.4; break; case 103: bar = 7.33; break; case 104: bar = 7.27; break; case 105: bar = 7.2; break; case 106: bar = 7.14; break; case 107: bar = 7.08; break; case 108: bar = 7.02; break; case 109: bar = 6.96; break; case 110: bar = 6.9; break; case 111: bar = 6.85; break; case 112: bar = 6.79; break; case 113: bar = 6.74; break; case 114: bar = 6.68; break; case 115: bar = 6.63; break; case 116: bar = 6.57; break; case 117: bar = 6.52; break; case 118: bar = 6.47; break; case 119: bar = 6.42; break; case 120: bar = 6.37; break; case 121: bar = 6.32; break; case 122: bar = 6.27; break; case 123: bar = 6.23; break; case 124: bar = 6.18; break; case 125: bar = 6.13; break; case 126: bar = 6.09; break; case 127: bar = 6.04; break; case 128: bar = 6; break; case 129: bar = 5.95; break; case 130: bar = 5.91; break; case 131: bar = 5.87; break; case 132: bar = 5.83; break; case 133: bar = 5.79; break; case 134: bar = 5.75; break; case 135: bar = 5.71; break; case 136: bar = 5.67; break; case 137: bar = 5.63; break; case 138: bar = 5.59; break; case 139: bar = 5.55; break; case 140: bar = 5.51; break; case 141: bar = 5.47; break; case 142: bar = 5.44; break; case 143: bar = 5.4; break; case 144: bar = 5.37; break; case 145: bar = 5.33; break; case 146: bar = 5.3; break; case 147: bar = 5.26; break; case 148: bar = 5.23; break; case 149: bar = 5.19; break; case 150: bar = 5.16; break; case 151: bar = 5.13; break; case 152: bar = 5.09; break; case 153: bar = 5.06; break; case 154: bar = 5.03; break; case 155: bar = 5; break; case 156: bar = 4.97; break; case 157: bar = 4.94; break; case 158: bar = 4.91; break; case 159: bar = 4.88; break; case 160: bar = 4.85; break; case 161: bar = 4.82; break; case 162: bar = 4.79; break; case 163: bar = 4.76; break; case 164: bar = 4.73; break; case 165: bar = 4.7; break; case 166: bar = 4.68; break; case 167: bar = 4.65; break; case 168: bar = 4.62; break; case 169: bar = 4.59; break; case 170: bar = 4.57; break; case 171: bar = 4.54; break; case 172: bar = 4.52; break; case 173: bar = 4.49; break; case 174: bar = 4.46; break; case 175: bar = 4.44; break; case 176: bar = 4.41; break; case 177: bar = 4.39; break; case 178: bar = 4.36; break; case 179: bar = 4.34; break; case 180: bar = 4.32; break; case 181: bar = 4.29; break; case 182: bar = 4.27; break; case 183: bar = 4.25; break; case 184: bar = 4.22; break; case 185: bar = 4.2; break; case 186: bar = 4.18; break; case 187: bar = 4.15; break; case 188: bar = 4.13; break; case 189: bar = 4.11; break; case 190: bar = 4.09; break; case 191: bar = 4.07; break; case 192: bar = 4.05; break; case 193: bar = 4.02; break; case 194: bar = 4; break; case 195: bar = 3.98; break; case 196: bar = 3.96; break; case 197: bar = 3.94; break; case 198: bar = 3.92; break; case 199: bar = 3.9; break; case 200: bar = 3.88; break; case 201: bar = 3.86; break; case 202: bar = 3.84; break; case 203: bar = 3.82; break; case 204: bar = 3.8; break; case 205: bar = 3.78; break; case 206: bar = 3.77; break; case 207: bar = 3.75; break; case 208: bar = 3.73; break; case 209: bar = 3.71; break; case 210: bar = 3.69; break; case 211: bar = 3.67; break; case 212: bar = 3.66; break; case 213: bar = 3.64; break; case 214: bar = 3.62; break; case 215: bar = 3.6; break; case 216: bar = 3.59; break; case 217: bar = 3.57; break; case 218: bar = 3.55; break; case 219: bar = 3.53; break; case 220: bar = 3.52; break; case 221: bar = 3.5; break; case 222: bar = 3.48; break; case 223: bar = 3.47; break; case 224: bar = 3.45; break; case 225: bar = 3.44; break; case 226: bar = 3.42; break; case 227: bar = 3.4; break; case 228: bar = 3.39; break; case 229: bar = 3.37; break; case 230: bar = 3.36; break; case 231: bar = 3.34; break; case 232: bar = 3.33; break; case 233: bar = 3.31; break; case 234: bar = 3.3; break; case 235: bar = 3.28; break; case 236: bar = 3.27; break; case 237: bar = 3.25; break; case 238: bar = 3.24; break; case 239: bar = 3.22; break; case 240: bar = 3.21; break; case 241: bar = 3.19; break; case 242: bar = 3.18; break; case 243: bar = 3.17; break; case 244: bar = 3.15; break; case 245: bar = 3.14; break; case 246: bar = 3.12; break; case 247: bar = 3.11; break; case 248: bar = 3.1; break; case 249: bar = 3.08; break; case 250: bar = 3.07; break; case 251: bar = 3.06; break; case 252: bar = 3.04; break; case 253: bar = 3.03; break; case 254: bar = 3.02; break; case 255: bar = 3.01; break; case 256: bar = 2.99; break; case 257: bar = 2.98; break; case 258: bar = 2.97; break; case 259: bar = 2.96; break; case 260: bar = 2.94; break; case 261: bar = 2.93; break; case 262: bar = 2.92; break; case 263: bar = 2.91; break; case 264: bar = 2.89; break; case 265: bar = 2.88; break; case 266: bar = 2.87; break; case 267: bar = 2.86; break; case 268: bar = 2.85; break; case 269: bar = 2.83; break; case 270: bar = 2.82; break; case 271: bar = 2.81; break; case 272: bar = 2.8; break; case 273: bar = 2.79; break; case 274: bar = 2.78; break; case 275: bar = 2.77; break; case 276: bar = 2.76; break; case 277: bar = 2.74; break; case 278: bar = 2.73; break; case 279: bar = 2.72; break; case 280: bar = 2.71; break; case 281: bar = 2.7; break; case 282: bar = 2.69; break; case 283: bar = 2.68; break; case 284: bar = 2.67; break; case 285: bar = 2.66; break; case 286: bar = 2.65; break; case 287: bar = 2.64; break; case 288: bar = 2.63; break; case 289: bar = 2.62; break; case 290: bar = 2.61; break; case 291: bar = 2.6; break; case 292: bar = 2.59; break; case 293: bar = 2.58; break; case 294: bar = 2.57; break; case 295: bar = 2.56; break; case 296: bar = 2.55; break; case 297: bar = 2.54; break; case 298: bar = 2.53; break; case 299: bar = 2.52; break; case 300: bar = 2.51; break; case 301: bar = 2.5; break; case 302: bar = 2.49; break; case 303: bar = 2.48; break; case 304: bar = 2.47; break; case 305: bar = 2.46; break; case 306: bar = 2.45; break; case 307: bar = 2.44; break; case 308: bar = 2.43; break; case 309: bar = 2.42; break; case 310: bar = 2.41; break; case 311: bar = 2.41; break; case 312: bar = 2.4; break; case 313: bar = 2.39; break; case 314: bar = 2.38; break; case 315: bar = 2.37; break; case 316: bar = 2.36; break; case 317: bar = 2.35; break; case 318: bar = 2.34; break; case 319: bar = 2.34; break; case 320: bar = 2.33; break; case 321: bar = 2.32; break; case 322: bar = 2.31; break; case 323: bar = 2.3; break; case 324: bar = 2.29; break; case 325: bar = 2.28; break; case 326: bar = 2.28; break; case 327: bar = 2.27; break; case 328: bar = 2.26; break; case 329: bar = 2.25; break; case 330: bar = 2.24; break; case 331: bar = 2.24; break; case 332: bar = 2.23; break; case 333: bar = 2.22; break; case 334: bar = 2.21; break; case 335: bar = 2.2; break; case 336: bar = 2.2; break; case 337: bar = 2.19; break; case 338: bar = 2.18; break; case 339: bar = 2.17; break; case 340: bar = 2.17; break; case 341: bar = 2.16; break; case 342: bar = 2.15; break; case 343: bar = 2.14; break; case 344: bar = 2.13; break; case 345: bar = 2.13; break; case 346: bar = 2.12; break; case 347: bar = 2.11; break; case 348: bar = 2.11; break; case 349: bar = 2.1; break; case 350: bar = 2.09; break; case 351: bar = 2.08; break; case 352: bar = 2.08; break; case 353: bar = 2.07; break; case 354: bar = 2.06; break; case 355: bar = 2.05; break; case 356: bar = 2.05; break; case 357: bar = 2.04; break; case 358: bar = 2.03; break; case 359: bar = 2.03; break; case 360: bar = 2.02; break; case 361: bar = 2.01; break; case 362: bar = 2.01; break; case 363: bar = 2; break; case 364: bar = 1.99; break; case 365: bar = 1.99; break; case 366: bar = 1.98; break; case 367: bar = 1.97; break; case 368: bar = 1.97; break; case 369: bar = 1.96; break; case 370: bar = 1.95; break; case 371: bar = 1.95; break; case 372: bar = 1.94; break; case 373: bar = 1.93; break; case 374: bar = 1.93; break; case 375: bar = 1.92; break; case 376: bar = 1.91; break; case 377: bar = 1.91; break; case 378: bar = 1.9; break; case 379: bar = 1.89; break; case 380: bar = 1.89; break; case 381: bar = 1.88; break; case 382: bar = 1.88; break; case 383: bar = 1.87; break; case 384: bar = 1.86; break; case 385: bar = 1.86; break; case 386: bar = 1.85; break; case 387: bar = 1.85; break; case 388: bar = 1.84; break; case 389: bar = 1.83; break; case 390: bar = 1.83; break; case 391: bar = 1.82; break; case 392: bar = 1.82; break; case 393: bar = 1.81; break; case 394: bar = 1.8; break; case 395: bar = 1.8; break; case 396: bar = 1.79; break; case 397: bar = 1.79; break; case 398: bar = 1.78; break; case 399: bar = 1.77; break; case 400: bar = 1.77; break; case 401: bar = 1.76; break; case 402: bar = 1.76; break; case 403: bar = 1.75; break; case 404: bar = 1.75; break; case 405: bar = 1.74; break; case 406: bar = 1.73; break; case 407: bar = 1.73; break; case 408: bar = 1.72; break; case 409: bar = 1.72; break; case 410: bar = 1.71; break; case 411: bar = 1.71; break; case 412: bar = 1.7; break; case 413: bar = 1.7; break; case 414: bar = 1.69; break; case 415: bar = 1.69; break; case 416: bar = 1.68; break; case 417: bar = 1.67; break; case 418: bar = 1.67; break; case 419: bar = 1.66; break; case 420: bar = 1.66; break; case 421: bar = 1.65; break; case 422: bar = 1.65; break; case 423: bar = 1.64; break; case 424: bar = 1.64; break; case 425: bar = 1.63; break; case 426: bar = 1.63; break; case 427: bar = 1.62; break; case 428: bar = 1.62; break; case 429: bar = 1.61; break; case 430: bar = 1.61; break; case 431: bar = 1.6; break; case 432: bar = 1.6; break; case 433: bar = 1.59; break; case 434: bar = 1.59; break; case 435: bar = 1.58; break; case 436: bar = 1.58; break; case 437: bar = 1.57; break; case 438: bar = 1.57; break; case 439: bar = 1.56; break; case 440: bar = 1.56; break; case 441: bar = 1.55; break; case 442: bar = 1.55; break; case 443: bar = 1.54; break; case 444: bar = 1.54; break; case 445: bar = 1.53; break; case 446: bar = 1.53; break; case 447: bar = 1.53; break; case 448: bar = 1.52; break; case 449: bar = 1.52; break; case 450: bar = 1.51; break; case 451: bar = 1.51; break; case 452: bar = 1.5; break; case 453: bar = 1.5; break; case 454: bar = 1.49; break; case 455: bar = 1.49; break; case 456: bar = 1.48; break; case 457: bar = 1.48; break; case 458: bar = 1.47; break; case 459: bar = 1.47; break; case 460: bar = 1.47; break; case 461: bar = 1.46; break; case 462: bar = 1.46; break; case 463: bar = 1.45; break; case 464: bar = 1.45; break; case 465: bar = 1.44; break; case 466: bar = 1.44; break; case 467: bar = 1.44; break; case 468: bar = 1.43; break; case 469: bar = 1.43; break; case 470: bar = 1.42; break; case 471: bar = 1.42; break; case 472: bar = 1.41; break; case 473: bar = 1.41; break; case 474: bar = 1.41; break; case 475: bar = 1.4; break; case 476: bar = 1.4; break; case 477: bar = 1.39; break; case 478: bar = 1.39; break; case 479: bar = 1.38; break; case 480: bar = 1.38; break; case 481: bar = 1.38; break; case 482: bar = 1.37; break; case 483: bar = 1.37; break; case 484: bar = 1.36; break; case 485: bar = 1.36; break; case 486: bar = 1.36; break; case 487: bar = 1.35; break; case 488: bar = 1.35; break; case 489: bar = 1.34; break; case 490: bar = 1.34; break; case 491: bar = 1.34; break; case 492: bar = 1.33; break; case 493: bar = 1.33; break; case 494: bar = 1.32; break; case 495: bar = 1.32; break; case 496: bar = 1.32; break; case 497: bar = 1.31; break; case 498: bar = 1.31; break; case 499: bar = 1.3; break; case 500: bar = 1.3; break; case 501: bar = 1.3; break; case 502: bar = 1.29; break; case 503: bar = 1.29; break; case 504: bar = 1.29; break; case 505: bar = 1.28; break; case 506: bar = 1.28; break; case 507: bar = 1.27; break; case 508: bar = 1.27; break; case 509: bar = 1.27; break; case 510: bar = 1.26; break; case 511: bar = 1.26; break; case 512: bar = 1.26; break; case 513: bar = 1.25; break; case 514: bar = 1.25; break; case 515: bar = 1.24; break; case 516: bar = 1.24; break; case 517: bar = 1.24; break; case 518: bar = 1.23; break; case 519: bar = 1.23; break; case 520: bar = 1.23; break; case 521: bar = 1.22; break; case 522: bar = 1.22; break; case 523: bar = 1.22; break; case 524: bar = 1.21; break; case 525: bar = 1.21; break; case 526: bar = 1.21; break; case 527: bar = 1.2; break; case 528: bar = 1.2; break; case 529: bar = 1.2; break; case 530: bar = 1.19; break; case 531: bar = 1.19; break; case 532: bar = 1.18; break; case 533: bar = 1.18; break; case 534: bar = 1.18; break; case 535: bar = 1.17; break; case 536: bar = 1.17; break; case 537: bar = 1.17; break; case 538: bar = 1.16; break; case 539: bar = 1.16; break; case 540: bar = 1.16; break; case 541: bar = 1.15; break; case 542: bar = 1.15; break; case 543: bar = 1.15; break; case 544: bar = 1.14; break; case 545: bar = 1.14; break; case 546: bar = 1.14; break; case 547: bar = 1.13; break; case 548: bar = 1.13; break; case 549: bar = 1.13; break; case 550: bar = 1.12; break; case 551: bar = 1.12; break; case 552: bar = 1.12; break; case 553: bar = 1.12; break; case 554: bar = 1.11; break; case 555: bar = 1.11; break; case 556: bar = 1.11; break; case 557: bar = 1.1; break; case 558: bar = 1.1; break; case 559: bar = 1.1; break; case 560: bar = 1.09; break; case 561: bar = 1.09; break; case 562: bar = 1.09; break; case 563: bar = 1.08; break; case 564: bar = 1.08; break; case 565: bar = 1.08; break; case 566: bar = 1.07; break; case 567: bar = 1.07; break; case 568: bar = 1.07; break; case 569: bar = 1.07; break; case 570: bar = 1.06; break; case 571: bar = 1.06; break; case 572: bar = 1.06; break; case 573: bar = 1.05; break; case 574: bar = 1.05; break; case 575: bar = 1.05; break; case 576: bar = 1.04; break; case 577: bar = 1.04; break; case 578: bar = 1.04; break; case 579: bar = 1.04; break; case 580: bar = 1.03; break; case 581: bar = 1.03; break; case 582: bar = 1.03; break; case 583: bar = 1.02; break; case 584: bar = 1.02; break; case 585: bar = 1.02; break; case 586: bar = 1.02; break; case 587: bar = 1.01; break; case 588: bar = 1.01; break; case 589: bar = 1.01; break; case 590: bar = 1; break; case 591: bar = 1; break; case 592: bar = 1; break; case 593: bar = 1; break; case 594: bar = 0.99; break; case 595: bar = 0.99; break; case 596: bar = 0.99; break; case 597: bar = 0.98; break; case 598: bar = 0.98; break; case 599: bar = 0.98; break; case 600: bar = 0.98; break; case 601: bar = 0.97; break; case 602: bar = 0.97; break; case 603: bar = 0.97; break; case 604: bar = 0.96; break; case 605: bar = 0.96; break; case 606: bar = 0.96; break; case 607: bar = 0.96; break; case 608: bar = 0.95; break; case 609: bar = 0.95; break; case 610: bar = 0.95; break; case 611: bar = 0.95; break; case 612: bar = 0.94; break; case 613: bar = 0.94; break; case 614: bar = 0.94; break; case 615: bar = 0.94; break; case 616: bar = 0.93; break; case 617: bar = 0.93; break; case 618: bar = 0.93; break; case 619: bar = 0.92; break; case 620: bar = 0.92; break; case 621: bar = 0.92; break; case 622: bar = 0.92; break; case 623: bar = 0.91; break; case 624: bar = 0.91; break; case 625: bar = 0.91; break; case 626: bar = 0.91; break; case 627: bar = 0.9; break; case 628: bar = 0.9; break; case 629: bar = 0.9; break; case 630: bar = 0.9; break; case 631: bar = 0.89; break; case 632: bar = 0.89; break; case 633: bar = 0.89; break; case 634: bar = 0.89; break; case 635: bar = 0.88; break; case 636: bar = 0.88; break; case 637: bar = 0.88; break; case 638: bar = 0.88; break; case 639: bar = 0.87; break; case 640: bar = 0.87; break; case 641: bar = 0.87; break; case 642: bar = 0.87; break; case 643: bar = 0.86; break; case 644: bar = 0.86; break; case 645: bar = 0.86; break; case 646: bar = 0.86; break; case 647: bar = 0.85; break; case 648: bar = 0.85; break; case 649: bar = 0.85; break; case 650: bar = 0.85; break; case 651: bar = 0.84; break; case 652: bar = 0.84; break; case 653: bar = 0.84; break; case 654: bar = 0.84; break; case 655: bar = 0.84; break; case 656: bar = 0.83; break; case 657: bar = 0.83; break; case 658: bar = 0.83; break; case 659: bar = 0.83; break; case 660: bar = 0.82; break; case 661: bar = 0.82; break; case 662: bar = 0.82; break; case 663: bar = 0.82; break; case 664: bar = 0.81; break; case 665: bar = 0.81; break; case 666: bar = 0.81; break; case 667: bar = 0.81; break; case 668: bar = 0.81; break; case 669: bar = 0.8; break; case 670: bar = 0.8; break; case 671: bar = 0.8; break; case 672: bar = 0.8; break; case 673: bar = 0.79; break; case 674: bar = 0.79; break; case 675: bar = 0.79; break; case 676: bar = 0.79; break; case 677: bar = 0.78; break; case 678: bar = 0.78; break; case 679: bar = 0.78; break; case 680: bar = 0.78; break; case 681: bar = 0.78; break; case 682: bar = 0.77; break; case 683: bar = 0.77; break; case 684: bar = 0.77; break; case 685: bar = 0.77; break; case 686: bar = 0.77; break; case 687: bar = 0.76; break; case 688: bar = 0.76; break; case 689: bar = 0.76; break; case 690: bar = 0.76; break; case 691: bar = 0.75; break; case 692: bar = 0.75; break; case 693: bar = 0.75; break; case 694: bar = 0.75; break; case 695: bar = 0.75; break; case 696: bar = 0.74; break; case 697: bar = 0.74; break; case 698: bar = 0.74; break; case 699: bar = 0.74; break; case 700: bar = 0.74; break; case 701: bar = 0.73; break; case 702: bar = 0.73; break; case 703: bar = 0.73; break; case 704: bar = 0.73; break; case 705: bar = 0.72; break; case 706: bar = 0.72; break; case 707: bar = 0.72; break; case 708: bar = 0.72; break; case 709: bar = 0.72; break; case 710: bar = 0.71; break; case 711: bar = 0.71; break; case 712: bar = 0.71; break; case 713: bar = 0.71; break; case 714: bar = 0.71; break; case 715: bar = 0.7; break; case 716: bar = 0.7; break; case 717: bar = 0.7; break; case 718: bar = 0.7; break; case 719: bar = 0.7; break; case 720: bar = 0.69; break; case 721: bar = 0.69; break; case 722: bar = 0.69; break; case 723: bar = 0.69; break; case 724: bar = 0.69; break; case 725: bar = 0.68; break; case 726: bar = 0.68; break; case 727: bar = 0.68; break; case 728: bar = 0.68; break; case 729: bar = 0.68; break; case 730: bar = 0.67; break; case 731: bar = 0.67; break; case 732: bar = 0.67; break; case 733: bar = 0.67; break; case 734: bar = 0.67; break; case 735: bar = 0.67; break; case 736: bar = 0.66; break; case 737: bar = 0.66; break; case 738: bar = 0.66; break; case 739: bar = 0.66; break; case 740: bar = 0.66; break; case 741: bar = 0.65; break; case 742: bar = 0.65; break; case 743: bar = 0.65; break; case 744: bar = 0.65; break; case 745: bar = 0.65; break; case 746: bar = 0.64; break; case 747: bar = 0.64; break; case 748: bar = 0.64; break; case 749: bar = 0.64; break; case 750: bar = 0.64; break; case 751: bar = 0.64; break; case 752: bar = 0.63; break; case 753: bar = 0.63; break; case 754: bar = 0.63; break; case 755: bar = 0.63; break; case 756: bar = 0.63; break; case 757: bar = 0.62; break; case 758: bar = 0.62; break; case 759: bar = 0.62; break; case 760: bar = 0.62; break; case 761: bar = 0.62; break; case 762: bar = 0.61; break; case 763: bar = 0.61; break; case 764: bar = 0.61; break; case 765: bar = 0.61; break; case 766: bar = 0.61; break; case 767: bar = 0.61; break; case 768: bar = 0.6; break; case 769: bar = 0.6; break; case 770: bar = 0.6; break; case 771: bar = 0.6; break; case 772: bar = 0.6; break; case 773: bar = 0.6; break; case 774: bar = 0.59; break; case 775: bar = 0.59; break; case 776: bar = 0.59; break; case 777: bar = 0.59; break; case 778: bar = 0.59; break; case 779: bar = 0.59; break; case 780: bar = 0.58; break; case 781: bar = 0.58; break; case 782: bar = 0.58; break; case 783: bar = 0.58; break; case 784: bar = 0.58; break; case 785: bar = 0.57; break; case 786: bar = 0.57; break; case 787: bar = 0.57; break; case 788: bar = 0.57; break; case 789: bar = 0.57; break; case 790: bar = 0.57; break; case 791: bar = 0.56; break; case 792: bar = 0.56; break; case 793: bar = 0.56; break; case 794: bar = 0.56; break; case 795: bar = 0.56; break; case 796: bar = 0.56; break; case 797: bar = 0.55; break; case 798: bar = 0.55; break; case 799: bar = 0.55; break; case 800: bar = 0.55; break; case 801: bar = 0.55; break; case 802: bar = 0.55; break; case 803: bar = 0.54; break; case 804: bar = 0.54; break; case 805: bar = 0.54; break; case 806: bar = 0.54; break; case 807: bar = 0.54; break; case 808: bar = 0.54; break; case 809: bar = 0.53; break; case 810: bar = 0.53; break; case 811: bar = 0.53; break; case 812: bar = 0.53; break; case 813: bar = 0.53; break; case 814: bar = 0.53; break; case 815: bar = 0.53; break; case 816: bar = 0.52; break; case 817: bar = 0.52; break; case 818: bar = 0.52; break; case 819: bar = 0.52; break; case 820: bar = 0.52; break; case 821: bar = 0.52; break; case 822: bar = 0.51; break; case 823: bar = 0.51; break; case 824: bar = 0.51; break; case 825: bar = 0.51; break; case 826: bar = 0.51; break; case 827: bar = 0.51; break; case 828: bar = 0.5; break; case 829: bar = 0.5; break; case 830: bar = 0.5; break; case 831: bar = 0.5; break; case 832: bar = 0.5; break; case 833: bar = 0.5; break; case 834: bar = 0.5; break; case 835: bar = 0.49; break; case 836: bar = 0.49; break; case 837: bar = 0.49; break; case 838: bar = 0.49; break; case 839: bar = 0.49; break; case 840: bar = 0.49; break; case 841: bar = 0.48; break; case 842: bar = 0.48; break; case 843: bar = 0.48; break; case 844: bar = 0.48; break; case 845: bar = 0.48; break; case 846: bar = 0.48; break; case 847: bar = 0.48; break; case 848: bar = 0.47; break; case 849: bar = 0.47; break; case 850: bar = 0.47; break; case 851: bar = 0.47; break; case 852: bar = 0.47; break; case 853: bar = 0.47; break; case 854: bar = 0.47; break; case 855: bar = 0.46; break; case 856: bar = 0.46; break; case 857: bar = 0.46; break; case 858: bar = 0.46; break; case 859: bar = 0.46; break; case 860: bar = 0.46; break; case 861: bar = 0.46; break; case 862: bar = 0.45; break; case 863: bar = 0.45; break; case 864: bar = 0.45; break; case 865: bar = 0.45; break; case 866: bar = 0.45; break; case 867: bar = 0.45; break; case 868: bar = 0.45; break; case 869: bar = 0.44; break; case 870: bar = 0.44; break; case 871: bar = 0.44; break; case 872: bar = 0.44; break; case 873: bar = 0.44; break; case 874: bar = 0.44; break; case 875: bar = 0.44; break; case 876: bar = 0.43; break; case 877: bar = 0.43; break; case 878: bar = 0.43; break; case 879: bar = 0.43; break; case 880: bar = 0.43; break; case 881: bar = 0.43; break; case 882: bar = 0.43; break; case 883: bar = 0.42; break; case 884: bar = 0.42; break; case 885: bar = 0.42; break; case 886: bar = 0.42; break; case 887: bar = 0.42; break; case 888: bar = 0.42; break; case 889: bar = 0.42; break; case 890: bar = 0.41; break; case 891: bar = 0.41; break; case 892: bar = 0.41; break; case 893: bar = 0.41; break; case 894: bar = 0.41; break; case 895: bar = 0.41; break; case 896: bar = 0.41; break; case 897: bar = 0.41; break; case 898: bar = 0.4; break; case 899: bar = 0.4; break; case 900: bar = 0.4; break; case 901: bar = 0.4; break; case 902: bar = 0.4; break; case 903: bar = 0.4; break; case 904: bar = 0.4; break; case 905: bar = 0.39; break; case 906: bar = 0.39; break; case 907: bar = 0.39; break; case 908: bar = 0.39; break; case 909: bar = 0.39; break; case 910: bar = 0.39; break; case 911: bar = 0.39; break; case 912: bar = 0.39; break; case 913: bar = 0.38; break; case 914: bar = 0.38; break; case 915: bar = 0.38; break; case 916: bar = 0.38; break; case 917: bar = 0.38; break; case 918: bar = 0.38; break; case 919: bar = 0.38; break; case 920: bar = 0.38; break; case 921: bar = 0.37; break; case 922: bar = 0.37; break; case 923: bar = 0.37; break; case 924: bar = 0.37; break; case 925: bar = 0.37; break; case 926: bar = 0.37; break; case 927: bar = 0.37; break; case 928: bar = 0.37; break; case 929: bar = 0.36; break; case 930: bar = 0.36; break; case 931: bar = 0.36; break; case 932: bar = 0.36; break; case 933: bar = 0.36; break; case 934: bar = 0.36; break; case 935: bar = 0.36; break; case 936: bar = 0.36; break; case 937: bar = 0.35; break; case 938: bar = 0.35; break; case 939: bar = 0.35; break; case 940: bar = 0.35; break; case 941: bar = 0.35; break; case 942: bar = 0.35; break; case 943: bar = 0.35; break; case 944: bar = 0.35; break; case 945: bar = 0.34; break; case 946: bar = 0.34; break; case 947: bar = 0.34; break; case 948: bar = 0.34; break; case 949: bar = 0.34; break; case 950: bar = 0.34; break; case 951: bar = 0.34; break; case 952: bar = 0.34; break; case 953: bar = 0.33; break; case 954: bar = 0.33; break; case 955: bar = 0.33; break; case 956: bar = 0.33; break; case 957: bar = 0.33; break; case 958: bar = 0.33; break; case 959: bar = 0.33; break; case 960: bar = 0.33; break; case 961: bar = 0.32; break; case 962: bar = 0.32; break; case 963: bar = 0.32; break; case 964: bar = 0.32; break; case 965: bar = 0.32; break; case 966: bar = 0.32; break; case 967: bar = 0.32; break; case 968: bar = 0.32; break; case 969: bar = 0.32; break; case 970: bar = 0.31; break; case 971: bar = 0.31; break; case 972: bar = 0.31; break; case 973: bar = 0.31; break; case 974: bar = 0.31; break; case 975: bar = 0.31; break; case 976: bar = 0.31; break; case 977: bar = 0.31; break; case 978: bar = 0.3; break; case 979: bar = 0.3; break; case 980: bar = 0.3; break; case 981: bar = 0.3; break; case 982: bar = 0.3; break; case 983: bar = 0.3; break; case 984: bar = 0.3; break; case 985: bar = 0.3; break; case 986: bar = 0.3; break; case 987: bar = 0.29; break; case 988: bar = 0.29; break; case 989: bar = 0.29; break; case 990: bar = 0.29; break; case 991: bar = 0.29; break; case 992: bar = 0.29; break; case 993: bar = 0.29; break; case 994: bar = 0.29; break; case 995: bar = 0.29; break; case 996: bar = 0.28; break; case 997: bar = 0.28; break; case 998: bar = 0.28; break; case 999: bar = 0.28; break; case 1000: bar = 0.28; break; case 1001: bar = 0.28; break; case 1002: bar = 0.28; break; case 1003: bar = 0.28; break; case 1004: bar = 0.28; break; case 1005: bar = 0.27; break; case 1006: bar = 0.27; break; case 1007: bar = 0.27; break; case 1008: bar = 0.27; break; case 1009: bar = 0.27; break; case 1010: bar = 0.27; break; case 1011: bar = 0.27; break; case 1012: bar = 0.27; break; case 1013: bar = 0.27; break; case 1014: bar = 0.26; break; case 1015: bar = 0.26; break; case 1016: bar = 0.26; break; case 1017: bar = 0.26; break; case 1018: bar = 0.26; break; case 1019: bar = 0.26; break; case 1020: bar = 0.26; break; case 1021: bar = 0.26; break; case 1022: bar = 0.26; break; case 1023: bar = 0.26; break; case 1024: bar = 0.25; break;
case 51: bar = 13.57; break; | case 51: bar = 13.57; break; case 52: bar = 13.35; break; case 53: bar = 13.13; break; case 54: bar = 12.93; break; case 55: bar = 12.73; break; case 56: bar = 12.53; break; case 57: bar = 12.34; break; case 58: bar = 12.16; break; case 59: bar = 11.98; break; case 60: bar = 11.81; break; case 61: bar = 11.65; break; case 62: bar = 11.48; break; case 63: bar = 11.33; break; case 64: bar = 11.17; break; case 65: bar = 11.02; break; case 66: bar = 10.88; break; case 67: bar = 10.74; break; case 68: bar = 10.6; break; case 69: bar = 10.47; break; case 70: bar = 10.34; break; case 71: bar = 10.21; break; case 72: bar = 10.09; break; case 73: bar = 9.97; break; case 74: bar = 9.85; break; case 75: bar = 9.73; break; case 76: bar = 9.62; break; case 77: bar = 9.51; break; case 78: bar = 9.4; break; case 79: bar = 9.3; break; case 80: bar = 9.19; break; case 81: bar = 9.09; break; case 82: bar = 9; break; case 83: bar = 8.9; break; case 84: bar = 8.81; break; case 85: bar = 8.71; break; case 86: bar = 8.62; break; case 87: bar = 8.53; break; case 88: bar = 8.45; break; case 89: bar = 8.36; break; case 90: bar = 8.28; break; case 91: bar = 8.2; break; case 92: bar = 8.12; break; case 93: bar = 8.04; break; case 94: bar = 7.96; break; case 95: bar = 7.89; break; case 96: bar = 7.81; break; case 97: bar = 7.74; break; case 98: bar = 7.67; break; case 99: bar = 7.6; break; case 100: bar = 7.53; break; case 101: bar = 7.46; break; case 102: bar = 7.4; break; case 103: bar = 7.33; break; case 104: bar = 7.27; break; case 105: bar = 7.2; break; case 106: bar = 7.14; break; case 107: bar = 7.08; break; case 108: bar = 7.02; break; case 109: bar = 6.96; break; case 110: bar = 6.9; break; case 111: bar = 6.85; break; case 112: bar = 6.79; break; case 113: bar = 6.74; break; case 114: bar = 6.68; break; case 115: bar = 6.63; break; case 116: bar = 6.57; break; case 117: bar = 6.52; break; case 118: bar = 6.47; break; case 119: bar = 6.42; break; case 120: bar = 6.37; break; case 121: bar = 6.32; break; case 122: bar = 6.27; break; case 123: bar = 6.23; break; case 124: bar = 6.18; break; case 125: bar = 6.13; break; case 126: bar = 6.09; break; case 127: bar = 6.04; break; case 128: bar = 6; break; case 129: bar = 5.95; break; case 130: bar = 5.91; break; case 131: bar = 5.87; break; case 132: bar = 5.83; break; case 133: bar = 5.79; break; case 134: bar = 5.75; break; case 135: bar = 5.71; break; case 136: bar = 5.67; break; case 137: bar = 5.63; break; case 138: bar = 5.59; break; case 139: bar = 5.55; break; case 140: bar = 5.51; break; case 141: bar = 5.47; break; case 142: bar = 5.44; break; case 143: bar = 5.4; break; case 144: bar = 5.37; break; case 145: bar = 5.33; break; case 146: bar = 5.3; break; case 147: bar = 5.26; break; case 148: bar = 5.23; break; case 149: bar = 5.19; break; case 150: bar = 5.16; break; case 151: bar = 5.13; break; case 152: bar = 5.09; break; case 153: bar = 5.06; break; case 154: bar = 5.03; break; case 155: bar = 5; break; case 156: bar = 4.97; break; case 157: bar = 4.94; break; case 158: bar = 4.91; break; case 159: bar = 4.88; break; case 160: bar = 4.85; break; case 161: bar = 4.82; break; case 162: bar = 4.79; break; case 163: bar = 4.76; break; case 164: bar = 4.73; break; case 165: bar = 4.7; break; case 166: bar = 4.68; break; case 167: bar = 4.65; break; case 168: bar = 4.62; break; case 169: bar = 4.59; break; case 170: bar = 4.57; break; case 171: bar = 4.54; break; case 172: bar = 4.52; break; case 173: bar = 4.49; break; case 174: bar = 4.46; break; case 175: bar = 4.44; break; case 176: bar = 4.41; break; case 177: bar = 4.39; break; case 178: bar = 4.36; break; case 179: bar = 4.34; break; case 180: bar = 4.32; break; case 181: bar = 4.29; break; case 182: bar = 4.27; break; case 183: bar = 4.25; break; case 184: bar = 4.22; break; case 185: bar = 4.2; break; case 186: bar = 4.18; break; case 187: bar = 4.15; break; case 188: bar = 4.13; break; case 189: bar = 4.11; break; case 190: bar = 4.09; break; case 191: bar = 4.07; break; case 192: bar = 4.05; break; case 193: bar = 4.02; break; case 194: bar = 4; break; case 195: bar = 3.98; break; case 196: bar = 3.96; break; case 197: bar = 3.94; break; case 198: bar = 3.92; break; case 199: bar = 3.9; break; case 200: bar = 3.88; break; case 201: bar = 3.86; break; case 202: bar = 3.84; break; case 203: bar = 3.82; break; case 204: bar = 3.8; break; case 205: bar = 3.78; break; case 206: bar = 3.77; break; case 207: bar = 3.75; break; case 208: bar = 3.73; break; case 209: bar = 3.71; break; case 210: bar = 3.69; break; case 211: bar = 3.67; break; case 212: bar = 3.66; break; case 213: bar = 3.64; break; case 214: bar = 3.62; break; case 215: bar = 3.6; break; case 216: bar = 3.59; break; case 217: bar = 3.57; break; case 218: bar = 3.55; break; case 219: bar = 3.53; break; case 220: bar = 3.52; break; case 221: bar = 3.5; break; case 222: bar = 3.48; break; case 223: bar = 3.47; break; case 224: bar = 3.45; break; case 225: bar = 3.44; break; case 226: bar = 3.42; break; case 227: bar = 3.4; break; case 228: bar = 3.39; break; case 229: bar = 3.37; break; case 230: bar = 3.36; break; case 231: bar = 3.34; break; case 232: bar = 3.33; break; case 233: bar = 3.31; break; case 234: bar = 3.3; break; case 235: bar = 3.28; break; case 236: bar = 3.27; break; case 237: bar = 3.25; break; case 238: bar = 3.24; break; case 239: bar = 3.22; break; case 240: bar = 3.21; break; case 241: bar = 3.19; break; case 242: bar = 3.18; break; case 243: bar = 3.17; break; case 244: bar = 3.15; break; case 245: bar = 3.14; break; case 246: bar = 3.12; break; case 247: bar = 3.11; break; case 248: bar = 3.1; break; case 249: bar = 3.08; break; case 250: bar = 3.07; break; case 251: bar = 3.06; break; case 252: bar = 3.04; break; case 253: bar = 3.03; break; case 254: bar = 3.02; break; case 255: bar = 3.01; break; case 256: bar = 2.99; break; case 257: bar = 2.98; break; case 258: bar = 2.97; break; case 259: bar = 2.96; break; case 260: bar = 2.94; break; case 261: bar = 2.93; break; case 262: bar = 2.92; break; case 263: bar = 2.91; break; case 264: bar = 2.89; break; case 265: bar = 2.88; break; case 266: bar = 2.87; break; case 267: bar = 2.86; break; case 268: bar = 2.85; break; case 269: bar = 2.83; break; case 270: bar = 2.82; break; case 271: bar = 2.81; break; case 272: bar = 2.8; break; case 273: bar = 2.79; break; case 274: bar = 2.78; break; case 275: bar = 2.77; break; case 276: bar = 2.76; break; case 277: bar = 2.74; break; case 278: bar = 2.73; break; case 279: bar = 2.72; break; case 280: bar = 2.71; break; case 281: bar = 2.7; break; case 282: bar = 2.69; break; case 283: bar = 2.68; break; case 284: bar = 2.67; break; case 285: bar = 2.66; break; case 286: bar = 2.65; break; case 287: bar = 2.64; break; case 288: bar = 2.63; break; case 289: bar = 2.62; break; case 290: bar = 2.61; break; case 291: bar = 2.6; break; case 292: bar = 2.59; break; case 293: bar = 2.58; break; case 294: bar = 2.57; break; case 295: bar = 2.56; break; case 296: bar = 2.55; break; case 297: bar = 2.54; break; case 298: bar = 2.53; break; case 299: bar = 2.52; break; case 300: bar = 2.51; break; case 301: bar = 2.5; break; case 302: bar = 2.49; break; case 303: bar = 2.48; break; case 304: bar = 2.47; break; case 305: bar = 2.46; break; case 306: bar = 2.45; break; case 307: bar = 2.44; break; case 308: bar = 2.43; break; case 309: bar = 2.42; break; case 310: bar = 2.41; break; case 311: bar = 2.41; break; case 312: bar = 2.4; break; case 313: bar = 2.39; break; case 314: bar = 2.38; break; case 315: bar = 2.37; break; case 316: bar = 2.36; break; case 317: bar = 2.35; break; case 318: bar = 2.34; break; case 319: bar = 2.34; break; case 320: bar = 2.33; break; case 321: bar = 2.32; break; case 322: bar = 2.31; break; case 323: bar = 2.3; break; case 324: bar = 2.29; break; case 325: bar = 2.28; break; case 326: bar = 2.28; break; case 327: bar = 2.27; break; case 328: bar = 2.26; break; case 329: bar = 2.25; break; case 330: bar = 2.24; break; case 331: bar = 2.24; break; case 332: bar = 2.23; break; case 333: bar = 2.22; break; case 334: bar = 2.21; break; case 335: bar = 2.2; break; case 336: bar = 2.2; break; case 337: bar = 2.19; break; case 338: bar = 2.18; break; case 339: bar = 2.17; break; case 340: bar = 2.17; break; case 341: bar = 2.16; break; case 342: bar = 2.15; break; case 343: bar = 2.14; break; case 344: bar = 2.13; break; case 345: bar = 2.13; break; case 346: bar = 2.12; break; case 347: bar = 2.11; break; case 348: bar = 2.11; break; case 349: bar = 2.1; break; case 350: bar = 2.09; break; case 351: bar = 2.08; break; case 352: bar = 2.08; break; case 353: bar = 2.07; break; case 354: bar = 2.06; break; case 355: bar = 2.05; break; case 356: bar = 2.05; break; case 357: bar = 2.04; break; case 358: bar = 2.03; break; case 359: bar = 2.03; break; case 360: bar = 2.02; break; case 361: bar = 2.01; break; case 362: bar = 2.01; break; case 363: bar = 2; break; case 364: bar = 1.99; break; case 365: bar = 1.99; break; case 366: bar = 1.98; break; case 367: bar = 1.97; break; case 368: bar = 1.97; break; case 369: bar = 1.96; break; case 370: bar = 1.95; break; case 371: bar = 1.95; break; case 372: bar = 1.94; break; case 373: bar = 1.93; break; case 374: bar = 1.93; break; case 375: bar = 1.92; break; case 376: bar = 1.91; break; case 377: bar = 1.91; break; case 378: bar = 1.9; break; case 379: bar = 1.89; break; case 380: bar = 1.89; break; case 381: bar = 1.88; break; case 382: bar = 1.88; break; case 383: bar = 1.87; break; case 384: bar = 1.86; break; case 385: bar = 1.86; break; case 386: bar = 1.85; break; case 387: bar = 1.85; break; case 388: bar = 1.84; break; case 389: bar = 1.83; break; case 390: bar = 1.83; break; case 391: bar = 1.82; break; case 392: bar = 1.82; break; case 393: bar = 1.81; break; case 394: bar = 1.8; break; case 395: bar = 1.8; break; case 396: bar = 1.79; break; case 397: bar = 1.79; break; case 398: bar = 1.78; break; case 399: bar = 1.77; break; case 400: bar = 1.77; break; case 401: bar = 1.76; break; case 402: bar = 1.76; break; case 403: bar = 1.75; break; case 404: bar = 1.75; break; case 405: bar = 1.74; break; case 406: bar = 1.73; break; case 407: bar = 1.73; break; case 408: bar = 1.72; break; case 409: bar = 1.72; break; case 410: bar = 1.71; break; case 411: bar = 1.71; break; case 412: bar = 1.7; break; case 413: bar = 1.7; break; case 414: bar = 1.69; break; case 415: bar = 1.69; break; case 416: bar = 1.68; break; case 417: bar = 1.67; break; case 418: bar = 1.67; break; case 419: bar = 1.66; break; case 420: bar = 1.66; break; case 421: bar = 1.65; break; case 422: bar = 1.65; break; case 423: bar = 1.64; break; case 424: bar = 1.64; break; case 425: bar = 1.63; break; case 426: bar = 1.63; break; case 427: bar = 1.62; break; case 428: bar = 1.62; break; case 429: bar = 1.61; break; case 430: bar = 1.61; break; case 431: bar = 1.6; break; case 432: bar = 1.6; break; case 433: bar = 1.59; break; case 434: bar = 1.59; break; case 435: bar = 1.58; break; case 436: bar = 1.58; break; case 437: bar = 1.57; break; case 438: bar = 1.57; break; case 439: bar = 1.56; break; case 440: bar = 1.56; break; case 441: bar = 1.55; break; case 442: bar = 1.55; break; case 443: bar = 1.54; break; case 444: bar = 1.54; break; case 445: bar = 1.53; break; case 446: bar = 1.53; break; case 447: bar = 1.53; break; case 448: bar = 1.52; break; case 449: bar = 1.52; break; case 450: bar = 1.51; break; case 451: bar = 1.51; break; case 452: bar = 1.5; break; case 453: bar = 1.5; break; case 454: bar = 1.49; break; case 455: bar = 1.49; break; case 456: bar = 1.48; break; case 457: bar = 1.48; break; case 458: bar = 1.47; break; case 459: bar = 1.47; break; case 460: bar = 1.47; break; case 461: bar = 1.46; break; case 462: bar = 1.46; break; case 463: bar = 1.45; break; case 464: bar = 1.45; break; case 465: bar = 1.44; break; case 466: bar = 1.44; break; case 467: bar = 1.44; break; case 468: bar = 1.43; break; case 469: bar = 1.43; break; case 470: bar = 1.42; break; case 471: bar = 1.42; break; case 472: bar = 1.41; break; case 473: bar = 1.41; break; case 474: bar = 1.41; break; case 475: bar = 1.4; break; case 476: bar = 1.4; break; case 477: bar = 1.39; break; case 478: bar = 1.39; break; case 479: bar = 1.38; break; case 480: bar = 1.38; break; case 481: bar = 1.38; break; case 482: bar = 1.37; break; case 483: bar = 1.37; break; case 484: bar = 1.36; break; case 485: bar = 1.36; break; case 486: bar = 1.36; break; case 487: bar = 1.35; break; case 488: bar = 1.35; break; case 489: bar = 1.34; break; case 490: bar = 1.34; break; case 491: bar = 1.34; break; case 492: bar = 1.33; break; case 493: bar = 1.33; break; case 494: bar = 1.32; break; case 495: bar = 1.32; break; case 496: bar = 1.32; break; case 497: bar = 1.31; break; case 498: bar = 1.31; break; case 499: bar = 1.3; break; case 500: bar = 1.3; break; case 501: bar = 1.3; break; case 502: bar = 1.29; break; case 503: bar = 1.29; break; case 504: bar = 1.29; break; case 505: bar = 1.28; break; case 506: bar = 1.28; break; case 507: bar = 1.27; break; case 508: bar = 1.27; break; case 509: bar = 1.27; break; case 510: bar = 1.26; break; case 511: bar = 1.26; break; case 512: bar = 1.26; break; case 513: bar = 1.25; break; case 514: bar = 1.25; break; case 515: bar = 1.24; break; case 516: bar = 1.24; break; case 517: bar = 1.24; break; case 518: bar = 1.23; break; case 519: bar = 1.23; break; case 520: bar = 1.23; break; case 521: bar = 1.22; break; case 522: bar = 1.22; break; case 523: bar = 1.22; break; case 524: bar = 1.21; break; case 525: bar = 1.21; break; case 526: bar = 1.21; break; case 527: bar = 1.2; break; case 528: bar = 1.2; break; case 529: bar = 1.2; break; case 530: bar = 1.19; break; case 531: bar = 1.19; break; case 532: bar = 1.18; break; case 533: bar = 1.18; break; case 534: bar = 1.18; break; case 535: bar = 1.17; break; case 536: bar = 1.17; break; case 537: bar = 1.17; break; case 538: bar = 1.16; break; case 539: bar = 1.16; break; case 540: bar = 1.16; break; case 541: bar = 1.15; break; case 542: bar = 1.15; break; case 543: bar = 1.15; break; case 544: bar = 1.14; break; case 545: bar = 1.14; break; case 546: bar = 1.14; break; case 547: bar = 1.13; break; case 548: bar = 1.13; break; case 549: bar = 1.13; break; case 550: bar = 1.12; break; case 551: bar = 1.12; break; case 552: bar = 1.12; break; case 553: bar = 1.12; break; case 554: bar = 1.11; break; case 555: bar = 1.11; break; case 556: bar = 1.11; break; case 557: bar = 1.1; break; case 558: bar = 1.1; break; case 559: bar = 1.1; break; case 560: bar = 1.09; break; case 561: bar = 1.09; break; case 562: bar = 1.09; break; case 563: bar = 1.08; break; case 564: bar = 1.08; break; case 565: bar = 1.08; break; case 566: bar = 1.07; break; case 567: bar = 1.07; break; case 568: bar = 1.07; break; case 569: bar = 1.07; break; case 570: bar = 1.06; break; case 571: bar = 1.06; break; case 572: bar = 1.06; break; case 573: bar = 1.05; break; case 574: bar = 1.05; break; case 575: bar = 1.05; break; case 576: bar = 1.04; break; case 577: bar = 1.04; break; case 578: bar = 1.04; break; case 579: bar = 1.04; break; case 580: bar = 1.03; break; case 581: bar = 1.03; break; case 582: bar = 1.03; break; case 583: bar = 1.02; break; case 584: bar = 1.02; break; case 585: bar = 1.02; break; case 586: bar = 1.02; break; case 587: bar = 1.01; break; case 588: bar = 1.01; break; case 589: bar = 1.01; break; case 590: bar = 1; break; case 591: bar = 1; break; case 592: bar = 1; break; case 593: bar = 1; break; case 594: bar = 0.99; break; case 595: bar = 0.99; break; case 596: bar = 0.99; break; case 597: bar = 0.98; break; case 598: bar = 0.98; break; case 599: bar = 0.98; break; case 600: bar = 0.98; break; case 601: bar = 0.97; break; case 602: bar = 0.97; break; case 603: bar = 0.97; break; case 604: bar = 0.96; break; case 605: bar = 0.96; break; case 606: bar = 0.96; break; case 607: bar = 0.96; break; case 608: bar = 0.95; break; case 609: bar = 0.95; break; case 610: bar = 0.95; break; case 611: bar = 0.95; break; case 612: bar = 0.94; break; case 613: bar = 0.94; break; case 614: bar = 0.94; break; case 615: bar = 0.94; break; case 616: bar = 0.93; break; case 617: bar = 0.93; break; case 618: bar = 0.93; break; case 619: bar = 0.92; break; case 620: bar = 0.92; break; case 621: bar = 0.92; break; case 622: bar = 0.92; break; case 623: bar = 0.91; break; case 624: bar = 0.91; break; case 625: bar = 0.91; break; case 626: bar = 0.91; break; case 627: bar = 0.9; break; case 628: bar = 0.9; break; case 629: bar = 0.9; break; case 630: bar = 0.9; break; case 631: bar = 0.89; break; case 632: bar = 0.89; break; case 633: bar = 0.89; break; case 634: bar = 0.89; break; case 635: bar = 0.88; break; case 636: bar = 0.88; break; case 637: bar = 0.88; break; case 638: bar = 0.88; break; case 639: bar = 0.87; break; case 640: bar = 0.87; break; case 641: bar = 0.87; break; case 642: bar = 0.87; break; case 643: bar = 0.86; break; case 644: bar = 0.86; break; case 645: bar = 0.86; break; case 646: bar = 0.86; break; case 647: bar = 0.85; break; case 648: bar = 0.85; break; case 649: bar = 0.85; break; case 650: bar = 0.85; break; case 651: bar = 0.84; break; case 652: bar = 0.84; break; case 653: bar = 0.84; break; case 654: bar = 0.84; break; case 655: bar = 0.84; break; case 656: bar = 0.83; break; case 657: bar = 0.83; break; case 658: bar = 0.83; break; case 659: bar = 0.83; break; case 660: bar = 0.82; break; case 661: bar = 0.82; break; case 662: bar = 0.82; break; case 663: bar = 0.82; break; case 664: bar = 0.81; break; case 665: bar = 0.81; break; case 666: bar = 0.81; break; case 667: bar = 0.81; break; case 668: bar = 0.81; break; case 669: bar = 0.8; break; case 670: bar = 0.8; break; case 671: bar = 0.8; break; case 672: bar = 0.8; break; case 673: bar = 0.79; break; case 674: bar = 0.79; break; case 675: bar = 0.79; break; case 676: bar = 0.79; break; case 677: bar = 0.78; break; case 678: bar = 0.78; break; case 679: bar = 0.78; break; case 680: bar = 0.78; break; case 681: bar = 0.78; break; case 682: bar = 0.77; break; case 683: bar = 0.77; break; case 684: bar = 0.77; break; case 685: bar = 0.77; break; case 686: bar = 0.77; break; case 687: bar = 0.76; break; case 688: bar = 0.76; break; case 689: bar = 0.76; break; case 690: bar = 0.76; break; case 691: bar = 0.75; break; case 692: bar = 0.75; break; case 693: bar = 0.75; break; case 694: bar = 0.75; break; case 695: bar = 0.75; break; case 696: bar = 0.74; break; case 697: bar = 0.74; break; case 698: bar = 0.74; break; case 699: bar = 0.74; break; case 700: bar = 0.74; break; case 701: bar = 0.73; break; case 702: bar = 0.73; break; case 703: bar = 0.73; break; case 704: bar = 0.73; break; case 705: bar = 0.72; break; case 706: bar = 0.72; break; case 707: bar = 0.72; break; case 708: bar = 0.72; break; case 709: bar = 0.72; break; case 710: bar = 0.71; break; case 711: bar = 0.71; break; case 712: bar = 0.71; break; case 713: bar = 0.71; break; case 714: bar = 0.71; break; case 715: bar = 0.7; break; case 716: bar = 0.7; break; case 717: bar = 0.7; break; case 718: bar = 0.7; break; case 719: bar = 0.7; break; case 720: bar = 0.69; break; case 721: bar = 0.69; break; case 722: bar = 0.69; break; case 723: bar = 0.69; break; case 724: bar = 0.69; break; case 725: bar = 0.68; break; case 726: bar = 0.68; break; case 727: bar = 0.68; break; case 728: bar = 0.68; break; case 729: bar = 0.68; break; case 730: bar = 0.67; break; case 731: bar = 0.67; break; case 732: bar = 0.67; break; case 733: bar = 0.67; break; case 734: bar = 0.67; break; case 735: bar = 0.67; break; case 736: bar = 0.66; break; case 737: bar = 0.66; break; case 738: bar = 0.66; break; case 739: bar = 0.66; break; case 740: bar = 0.66; break; case 741: bar = 0.65; break; case 742: bar = 0.65; break; case 743: bar = 0.65; break; case 744: bar = 0.65; break; case 745: bar = 0.65; break; case 746: bar = 0.64; break; case 747: bar = 0.64; break; case 748: bar = 0.64; break; case 749: bar = 0.64; break; case 750: bar = 0.64; break; case 751: bar = 0.64; break; case 752: bar = 0.63; break; case 753: bar = 0.63; break; case 754: bar = 0.63; break; case 755: bar = 0.63; break; case 756: bar = 0.63; break; case 757: bar = 0.62; break; case 758: bar = 0.62; break; case 759: bar = 0.62; break; case 760: bar = 0.62; break; case 761: bar = 0.62; break; case 762: bar = 0.61; break; case 763: bar = 0.61; break; case 764: bar = 0.61; break; case 765: bar = 0.61; break; case 766: bar = 0.61; break; case 767: bar = 0.61; break; case 768: bar = 0.6; break; case 769: bar = 0.6; break; case 770: bar = 0.6; break; case 771: bar = 0.6; break; case 772: bar = 0.6; break; case 773: bar = 0.6; break; case 774: bar = 0.59; break; case 775: bar = 0.59; break; case 776: bar = 0.59; break; case 777: bar = 0.59; break; case 778: bar = 0.59; break; case 779: bar = 0.59; break; case 780: bar = 0.58; break; case 781: bar = 0.58; break; case 782: bar = 0.58; break; case 783: bar = 0.58; break; case 784: bar = 0.58; break; case 785: bar = 0.57; break; case 786: bar = 0.57; break; case 787: bar = 0.57; break; case 788: bar = 0.57; break; case 789: bar = 0.57; break; case 790: bar = 0.57; break; case 791: bar = 0.56; break; case 792: bar = 0.56; break; case 793: bar = 0.56; break; case 794: bar = 0.56; break; case 795: bar = 0.56; break; case 796: bar = 0.56; break; case 797: bar = 0.55; break; case 798: bar = 0.55; break; case 799: bar = 0.55; break; case 800: bar = 0.55; break; case 801: bar = 0.55; break; case 802: bar = 0.55; break; case 803: bar = 0.54; break; case 804: bar = 0.54; break; case 805: bar = 0.54; break; case 806: bar = 0.54; break; case 807: bar = 0.54; break; case 808: bar = 0.54; break; case 809: bar = 0.53; break; case 810: bar = 0.53; break; case 811: bar = 0.53; break; case 812: bar = 0.53; break; case 813: bar = 0.53; break; case 814: bar = 0.53; break; case 815: bar = 0.53; break; case 816: bar = 0.52; break; case 817: bar = 0.52; break; case 818: bar = 0.52; break; case 819: bar = 0.52; break; case 820: bar = 0.52; break; case 821: bar = 0.52; break; case 822: bar = 0.51; break; case 823: bar = 0.51; break; case 824: bar = 0.51; break; case 825: bar = 0.51; break; case 826: bar = 0.51; break; case 827: bar = 0.51; break; case 828: bar = 0.5; break; case 829: bar = 0.5; break; case 830: bar = 0.5; break; case 831: bar = 0.5; break; case 832: bar = 0.5; break; case 833: bar = 0.5; break; case 834: bar = 0.5; break; case 835: bar = 0.49; break; case 836: bar = 0.49; break; case 837: bar = 0.49; break; case 838: bar = 0.49; break; case 839: bar = 0.49; break; case 840: bar = 0.49; break; case 841: bar = 0.48; break; case 842: bar = 0.48; break; case 843: bar = 0.48; break; case 844: bar = 0.48; break; case 845: bar = 0.48; break; case 846: bar = 0.48; break; case 847: bar = 0.48; break; case 848: bar = 0.47; break; case 849: bar = 0.47; break; case 850: bar = 0.47; break; case 851: bar = 0.47; break; case 852: bar = 0.47; break; case 853: bar = 0.47; break; case 854: bar = 0.47; break; case 855: bar = 0.46; break; case 856: bar = 0.46; break; case 857: bar = 0.46; break; case 858: bar = 0.46; break; case 859: bar = 0.46; break; case 860: bar = 0.46; break; case 861: bar = 0.46; break; case 862: bar = 0.45; break; case 863: bar = 0.45; break; case 864: bar = 0.45; break; case 865: bar = 0.45; break; case 866: bar = 0.45; break; case 867: bar = 0.45; break; case 868: bar = 0.45; break; case 869: bar = 0.44; break; case 870: bar = 0.44; break; case 871: bar = 0.44; break; case 872: bar = 0.44; break; case 873: bar = 0.44; break; case 874: bar = 0.44; break; case 875: bar = 0.44; break; case 876: bar = 0.43; break; case 877: bar = 0.43; break; case 878: bar = 0.43; break; case 879: bar = 0.43; break; case 880: bar = 0.43; break; case 881: bar = 0.43; break; case 882: bar = 0.43; break; case 883: bar = 0.42; break; case 884: bar = 0.42; break; case 885: bar = 0.42; break; case 886: bar = 0.42; break; case 887: bar = 0.42; break; case 888: bar = 0.42; break; case 889: bar = 0.42; break; case 890: bar = 0.41; break; case 891: bar = 0.41; break; case 892: bar = 0.41; break; case 893: bar = 0.41; break; case 894: bar = 0.41; break; case 895: bar = 0.41; break; case 896: bar = 0.41; break; case 897: bar = 0.41; break; case 898: bar = 0.4; break; case 899: bar = 0.4; break; case 900: bar = 0.4; break; case 901: bar = 0.4; break; case 902: bar = 0.4; break; case 903: bar = 0.4; break; case 904: bar = 0.4; break; case 905: bar = 0.39; break; case 906: bar = 0.39; break; case 907: bar = 0.39; break; case 908: bar = 0.39; break; case 909: bar = 0.39; break; case 910: bar = 0.39; break; case 911: bar = 0.39; break; case 912: bar = 0.39; break; case 913: bar = 0.38; break; case 914: bar = 0.38; break; case 915: bar = 0.38; break; case 916: bar = 0.38; break; case 917: bar = 0.38; break; case 918: bar = 0.38; break; case 919: bar = 0.38; break; case 920: bar = 0.38; break; case 921: bar = 0.37; break; case 922: bar = 0.37; break; case 923: bar = 0.37; break; case 924: bar = 0.37; break; case 925: bar = 0.37; break; case 926: bar = 0.37; break; case 927: bar = 0.37; break; case 928: bar = 0.37; break; case 929: bar = 0.36; break; case 930: bar = 0.36; break; case 931: bar = 0.36; break; case 932: bar = 0.36; break; case 933: bar = 0.36; break; case 934: bar = 0.36; break; case 935: bar = 0.36; break; case 936: bar = 0.36; break; case 937: bar = 0.35; break; case 938: bar = 0.35; break; case 939: bar = 0.35; break; case 940: bar = 0.35; break; case 941: bar = 0.35; break; case 942: bar = 0.35; break; case 943: bar = 0.35; break; case 944: bar = 0.35; break; case 945: bar = 0.34; break; case 946: bar = 0.34; break; case 947: bar = 0.34; break; case 948: bar = 0.34; break; case 949: bar = 0.34; break; case 950: bar = 0.34; break; case 951: bar = 0.34; break; case 952: bar = 0.34; break; case 953: bar = 0.33; break; case 954: bar = 0.33; break; case 955: bar = 0.33; break; case 956: bar = 0.33; break; case 957: bar = 0.33; break; case 958: bar = 0.33; break; case 959: bar = 0.33; break; case 960: bar = 0.33; break; case 961: bar = 0.32; break; case 962: bar = 0.32; break; case 963: bar = 0.32; break; case 964: bar = 0.32; break; case 965: bar = 0.32; break; case 966: bar = 0.32; break; case 967: bar = 0.32; break; case 968: bar = 0.32; break; case 969: bar = 0.32; break; case 970: bar = 0.31; break; case 971: bar = 0.31; break; case 972: bar = 0.31; break; case 973: bar = 0.31; break; case 974: bar = 0.31; break; case 975: bar = 0.31; break; case 976: bar = 0.31; break; case 977: bar = 0.31; break; case 978: bar = 0.3; break; case 979: bar = 0.3; break; case 980: bar = 0.3; break; case 981: bar = 0.3; break; case 982: bar = 0.3; break; case 983: bar = 0.3; break; case 984: bar = 0.3; break; case 985: bar = 0.3; break; case 986: bar = 0.3; break; case 987: bar = 0.29; break; case 988: bar = 0.29; break; case 989: bar = 0.29; break; case 990: bar = 0.29; break; case 991: bar = 0.29; break; case 992: bar = 0.29; break; case 993: bar = 0.29; break; case 994: bar = 0.29; break; case 995: bar = 0.29; break; case 996: bar = 0.28; break; case 997: bar = 0.28; break; case 998: bar = 0.28; break; case 999: bar = 0.28; break; case 1000: bar = 0.28; break; case 1001: bar = 0.28; break; case 1002: bar = 0.28; break; case 1003: bar = 0.28; break; case 1004: bar = 0.28; break; case 1005: bar = 0.27; break; case 1006: bar = 0.27; break; case 1007: bar = 0.27; break; case 1008: bar = 0.27; break; case 1009: bar = 0.27; break; case 1010: bar = 0.27; break; case 1011: bar = 0.27; break; case 1012: bar = 0.27; break; case 1013: bar = 0.27; break; case 1014: bar = 0.26; break; case 1015: bar = 0.26; break; case 1016: bar = 0.26; break; case 1017: bar = 0.26; break; case 1018: bar = 0.26; break; case 1019: bar = 0.26; break; case 1020: bar = 0.26; break; case 1021: bar = 0.26; break; case 1022: bar = 0.26; break; case 1023: bar = 0.26; break; case 1024: bar = 0.25; break;
case 52: bar = 13.35; break; | case 52: bar = 13.35; break; case 53: bar = 13.13; break; case 54: bar = 12.93; break; case 55: bar = 12.73; break; case 56: bar = 12.53; break; case 57: bar = 12.34; break; case 58: bar = 12.16; break; case 59: bar = 11.98; break; case 60: bar = 11.81; break; case 61: bar = 11.65; break; case 62: bar = 11.48; break; case 63: bar = 11.33; break; case 64: bar = 11.17; break; case 65: bar = 11.02; break; case 66: bar = 10.88; break; case 67: bar = 10.74; break; case 68: bar = 10.6; break; case 69: bar = 10.47; break; case 70: bar = 10.34; break; case 71: bar = 10.21; break; case 72: bar = 10.09; break; case 73: bar = 9.97; break; case 74: bar = 9.85; break; case 75: bar = 9.73; break; case 76: bar = 9.62; break; case 77: bar = 9.51; break; case 78: bar = 9.4; break; case 79: bar = 9.3; break; case 80: bar = 9.19; break; case 81: bar = 9.09; break; case 82: bar = 9; break; case 83: bar = 8.9; break; case 84: bar = 8.81; break; case 85: bar = 8.71; break; case 86: bar = 8.62; break; case 87: bar = 8.53; break; case 88: bar = 8.45; break; case 89: bar = 8.36; break; case 90: bar = 8.28; break; case 91: bar = 8.2; break; case 92: bar = 8.12; break; case 93: bar = 8.04; break; case 94: bar = 7.96; break; case 95: bar = 7.89; break; case 96: bar = 7.81; break; case 97: bar = 7.74; break; case 98: bar = 7.67; break; case 99: bar = 7.6; break; case 100: bar = 7.53; break; case 101: bar = 7.46; break; case 102: bar = 7.4; break; case 103: bar = 7.33; break; case 104: bar = 7.27; break; case 105: bar = 7.2; break; case 106: bar = 7.14; break; case 107: bar = 7.08; break; case 108: bar = 7.02; break; case 109: bar = 6.96; break; case 110: bar = 6.9; break; case 111: bar = 6.85; break; case 112: bar = 6.79; break; case 113: bar = 6.74; break; case 114: bar = 6.68; break; case 115: bar = 6.63; break; case 116: bar = 6.57; break; case 117: bar = 6.52; break; case 118: bar = 6.47; break; case 119: bar = 6.42; break; case 120: bar = 6.37; break; case 121: bar = 6.32; break; case 122: bar = 6.27; break; case 123: bar = 6.23; break; case 124: bar = 6.18; break; case 125: bar = 6.13; break; case 126: bar = 6.09; break; case 127: bar = 6.04; break; case 128: bar = 6; break; case 129: bar = 5.95; break; case 130: bar = 5.91; break; case 131: bar = 5.87; break; case 132: bar = 5.83; break; case 133: bar = 5.79; break; case 134: bar = 5.75; break; case 135: bar = 5.71; break; case 136: bar = 5.67; break; case 137: bar = 5.63; break; case 138: bar = 5.59; break; case 139: bar = 5.55; break; case 140: bar = 5.51; break; case 141: bar = 5.47; break; case 142: bar = 5.44; break; case 143: bar = 5.4; break; case 144: bar = 5.37; break; case 145: bar = 5.33; break; case 146: bar = 5.3; break; case 147: bar = 5.26; break; case 148: bar = 5.23; break; case 149: bar = 5.19; break; case 150: bar = 5.16; break; case 151: bar = 5.13; break; case 152: bar = 5.09; break; case 153: bar = 5.06; break; case 154: bar = 5.03; break; case 155: bar = 5; break; case 156: bar = 4.97; break; case 157: bar = 4.94; break; case 158: bar = 4.91; break; case 159: bar = 4.88; break; case 160: bar = 4.85; break; case 161: bar = 4.82; break; case 162: bar = 4.79; break; case 163: bar = 4.76; break; case 164: bar = 4.73; break; case 165: bar = 4.7; break; case 166: bar = 4.68; break; case 167: bar = 4.65; break; case 168: bar = 4.62; break; case 169: bar = 4.59; break; case 170: bar = 4.57; break; case 171: bar = 4.54; break; case 172: bar = 4.52; break; case 173: bar = 4.49; break; case 174: bar = 4.46; break; case 175: bar = 4.44; break; case 176: bar = 4.41; break; case 177: bar = 4.39; break; case 178: bar = 4.36; break; case 179: bar = 4.34; break; case 180: bar = 4.32; break; case 181: bar = 4.29; break; case 182: bar = 4.27; break; case 183: bar = 4.25; break; case 184: bar = 4.22; break; case 185: bar = 4.2; break; case 186: bar = 4.18; break; case 187: bar = 4.15; break; case 188: bar = 4.13; break; case 189: bar = 4.11; break; case 190: bar = 4.09; break; case 191: bar = 4.07; break; case 192: bar = 4.05; break; case 193: bar = 4.02; break; case 194: bar = 4; break; case 195: bar = 3.98; break; case 196: bar = 3.96; break; case 197: bar = 3.94; break; case 198: bar = 3.92; break; case 199: bar = 3.9; break; case 200: bar = 3.88; break; case 201: bar = 3.86; break; case 202: bar = 3.84; break; case 203: bar = 3.82; break; case 204: bar = 3.8; break; case 205: bar = 3.78; break; case 206: bar = 3.77; break; case 207: bar = 3.75; break; case 208: bar = 3.73; break; case 209: bar = 3.71; break; case 210: bar = 3.69; break; case 211: bar = 3.67; break; case 212: bar = 3.66; break; case 213: bar = 3.64; break; case 214: bar = 3.62; break; case 215: bar = 3.6; break; case 216: bar = 3.59; break; case 217: bar = 3.57; break; case 218: bar = 3.55; break; case 219: bar = 3.53; break; case 220: bar = 3.52; break; case 221: bar = 3.5; break; case 222: bar = 3.48; break; case 223: bar = 3.47; break; case 224: bar = 3.45; break; case 225: bar = 3.44; break; case 226: bar = 3.42; break; case 227: bar = 3.4; break; case 228: bar = 3.39; break; case 229: bar = 3.37; break; case 230: bar = 3.36; break; case 231: bar = 3.34; break; case 232: bar = 3.33; break; case 233: bar = 3.31; break; case 234: bar = 3.3; break; case 235: bar = 3.28; break; case 236: bar = 3.27; break; case 237: bar = 3.25; break; case 238: bar = 3.24; break; case 239: bar = 3.22; break; case 240: bar = 3.21; break; case 241: bar = 3.19; break; case 242: bar = 3.18; break; case 243: bar = 3.17; break; case 244: bar = 3.15; break; case 245: bar = 3.14; break; case 246: bar = 3.12; break; case 247: bar = 3.11; break; case 248: bar = 3.1; break; case 249: bar = 3.08; break; case 250: bar = 3.07; break; case 251: bar = 3.06; break; case 252: bar = 3.04; break; case 253: bar = 3.03; break; case 254: bar = 3.02; break; case 255: bar = 3.01; break; case 256: bar = 2.99; break; case 257: bar = 2.98; break; case 258: bar = 2.97; break; case 259: bar = 2.96; break; case 260: bar = 2.94; break; case 261: bar = 2.93; break; case 262: bar = 2.92; break; case 263: bar = 2.91; break; case 264: bar = 2.89; break; case 265: bar = 2.88; break; case 266: bar = 2.87; break; case 267: bar = 2.86; break; case 268: bar = 2.85; break; case 269: bar = 2.83; break; case 270: bar = 2.82; break; case 271: bar = 2.81; break; case 272: bar = 2.8; break; case 273: bar = 2.79; break; case 274: bar = 2.78; break; case 275: bar = 2.77; break; case 276: bar = 2.76; break; case 277: bar = 2.74; break; case 278: bar = 2.73; break; case 279: bar = 2.72; break; case 280: bar = 2.71; break; case 281: bar = 2.7; break; case 282: bar = 2.69; break; case 283: bar = 2.68; break; case 284: bar = 2.67; break; case 285: bar = 2.66; break; case 286: bar = 2.65; break; case 287: bar = 2.64; break; case 288: bar = 2.63; break; case 289: bar = 2.62; break; case 290: bar = 2.61; break; case 291: bar = 2.6; break; case 292: bar = 2.59; break; case 293: bar = 2.58; break; case 294: bar = 2.57; break; case 295: bar = 2.56; break; case 296: bar = 2.55; break; case 297: bar = 2.54; break; case 298: bar = 2.53; break; case 299: bar = 2.52; break; case 300: bar = 2.51; break; case 301: bar = 2.5; break; case 302: bar = 2.49; break; case 303: bar = 2.48; break; case 304: bar = 2.47; break; case 305: bar = 2.46; break; case 306: bar = 2.45; break; case 307: bar = 2.44; break; case 308: bar = 2.43; break; case 309: bar = 2.42; break; case 310: bar = 2.41; break; case 311: bar = 2.41; break; case 312: bar = 2.4; break; case 313: bar = 2.39; break; case 314: bar = 2.38; break; case 315: bar = 2.37; break; case 316: bar = 2.36; break; case 317: bar = 2.35; break; case 318: bar = 2.34; break; case 319: bar = 2.34; break; case 320: bar = 2.33; break; case 321: bar = 2.32; break; case 322: bar = 2.31; break; case 323: bar = 2.3; break; case 324: bar = 2.29; break; case 325: bar = 2.28; break; case 326: bar = 2.28; break; case 327: bar = 2.27; break; case 328: bar = 2.26; break; case 329: bar = 2.25; break; case 330: bar = 2.24; break; case 331: bar = 2.24; break; case 332: bar = 2.23; break; case 333: bar = 2.22; break; case 334: bar = 2.21; break; case 335: bar = 2.2; break; case 336: bar = 2.2; break; case 337: bar = 2.19; break; case 338: bar = 2.18; break; case 339: bar = 2.17; break; case 340: bar = 2.17; break; case 341: bar = 2.16; break; case 342: bar = 2.15; break; case 343: bar = 2.14; break; case 344: bar = 2.13; break; case 345: bar = 2.13; break; case 346: bar = 2.12; break; case 347: bar = 2.11; break; case 348: bar = 2.11; break; case 349: bar = 2.1; break; case 350: bar = 2.09; break; case 351: bar = 2.08; break; case 352: bar = 2.08; break; case 353: bar = 2.07; break; case 354: bar = 2.06; break; case 355: bar = 2.05; break; case 356: bar = 2.05; break; case 357: bar = 2.04; break; case 358: bar = 2.03; break; case 359: bar = 2.03; break; case 360: bar = 2.02; break; case 361: bar = 2.01; break; case 362: bar = 2.01; break; case 363: bar = 2; break; case 364: bar = 1.99; break; case 365: bar = 1.99; break; case 366: bar = 1.98; break; case 367: bar = 1.97; break; case 368: bar = 1.97; break; case 369: bar = 1.96; break; case 370: bar = 1.95; break; case 371: bar = 1.95; break; case 372: bar = 1.94; break; case 373: bar = 1.93; break; case 374: bar = 1.93; break; case 375: bar = 1.92; break; case 376: bar = 1.91; break; case 377: bar = 1.91; break; case 378: bar = 1.9; break; case 379: bar = 1.89; break; case 380: bar = 1.89; break; case 381: bar = 1.88; break; case 382: bar = 1.88; break; case 383: bar = 1.87; break; case 384: bar = 1.86; break; case 385: bar = 1.86; break; case 386: bar = 1.85; break; case 387: bar = 1.85; break; case 388: bar = 1.84; break; case 389: bar = 1.83; break; case 390: bar = 1.83; break; case 391: bar = 1.82; break; case 392: bar = 1.82; break; case 393: bar = 1.81; break; case 394: bar = 1.8; break; case 395: bar = 1.8; break; case 396: bar = 1.79; break; case 397: bar = 1.79; break; case 398: bar = 1.78; break; case 399: bar = 1.77; break; case 400: bar = 1.77; break; case 401: bar = 1.76; break; case 402: bar = 1.76; break; case 403: bar = 1.75; break; case 404: bar = 1.75; break; case 405: bar = 1.74; break; case 406: bar = 1.73; break; case 407: bar = 1.73; break; case 408: bar = 1.72; break; case 409: bar = 1.72; break; case 410: bar = 1.71; break; case 411: bar = 1.71; break; case 412: bar = 1.7; break; case 413: bar = 1.7; break; case 414: bar = 1.69; break; case 415: bar = 1.69; break; case 416: bar = 1.68; break; case 417: bar = 1.67; break; case 418: bar = 1.67; break; case 419: bar = 1.66; break; case 420: bar = 1.66; break; case 421: bar = 1.65; break; case 422: bar = 1.65; break; case 423: bar = 1.64; break; case 424: bar = 1.64; break; case 425: bar = 1.63; break; case 426: bar = 1.63; break; case 427: bar = 1.62; break; case 428: bar = 1.62; break; case 429: bar = 1.61; break; case 430: bar = 1.61; break; case 431: bar = 1.6; break; case 432: bar = 1.6; break; case 433: bar = 1.59; break; case 434: bar = 1.59; break; case 435: bar = 1.58; break; case 436: bar = 1.58; break; case 437: bar = 1.57; break; case 438: bar = 1.57; break; case 439: bar = 1.56; break; case 440: bar = 1.56; break; case 441: bar = 1.55; break; case 442: bar = 1.55; break; case 443: bar = 1.54; break; case 444: bar = 1.54; break; case 445: bar = 1.53; break; case 446: bar = 1.53; break; case 447: bar = 1.53; break; case 448: bar = 1.52; break; case 449: bar = 1.52; break; case 450: bar = 1.51; break; case 451: bar = 1.51; break; case 452: bar = 1.5; break; case 453: bar = 1.5; break; case 454: bar = 1.49; break; case 455: bar = 1.49; break; case 456: bar = 1.48; break; case 457: bar = 1.48; break; case 458: bar = 1.47; break; case 459: bar = 1.47; break; case 460: bar = 1.47; break; case 461: bar = 1.46; break; case 462: bar = 1.46; break; case 463: bar = 1.45; break; case 464: bar = 1.45; break; case 465: bar = 1.44; break; case 466: bar = 1.44; break; case 467: bar = 1.44; break; case 468: bar = 1.43; break; case 469: bar = 1.43; break; case 470: bar = 1.42; break; case 471: bar = 1.42; break; case 472: bar = 1.41; break; case 473: bar = 1.41; break; case 474: bar = 1.41; break; case 475: bar = 1.4; break; case 476: bar = 1.4; break; case 477: bar = 1.39; break; case 478: bar = 1.39; break; case 479: bar = 1.38; break; case 480: bar = 1.38; break; case 481: bar = 1.38; break; case 482: bar = 1.37; break; case 483: bar = 1.37; break; case 484: bar = 1.36; break; case 485: bar = 1.36; break; case 486: bar = 1.36; break; case 487: bar = 1.35; break; case 488: bar = 1.35; break; case 489: bar = 1.34; break; case 490: bar = 1.34; break; case 491: bar = 1.34; break; case 492: bar = 1.33; break; case 493: bar = 1.33; break; case 494: bar = 1.32; break; case 495: bar = 1.32; break; case 496: bar = 1.32; break; case 497: bar = 1.31; break; case 498: bar = 1.31; break; case 499: bar = 1.3; break; case 500: bar = 1.3; break; case 501: bar = 1.3; break; case 502: bar = 1.29; break; case 503: bar = 1.29; break; case 504: bar = 1.29; break; case 505: bar = 1.28; break; case 506: bar = 1.28; break; case 507: bar = 1.27; break; case 508: bar = 1.27; break; case 509: bar = 1.27; break; case 510: bar = 1.26; break; case 511: bar = 1.26; break; case 512: bar = 1.26; break; case 513: bar = 1.25; break; case 514: bar = 1.25; break; case 515: bar = 1.24; break; case 516: bar = 1.24; break; case 517: bar = 1.24; break; case 518: bar = 1.23; break; case 519: bar = 1.23; break; case 520: bar = 1.23; break; case 521: bar = 1.22; break; case 522: bar = 1.22; break; case 523: bar = 1.22; break; case 524: bar = 1.21; break; case 525: bar = 1.21; break; case 526: bar = 1.21; break; case 527: bar = 1.2; break; case 528: bar = 1.2; break; case 529: bar = 1.2; break; case 530: bar = 1.19; break; case 531: bar = 1.19; break; case 532: bar = 1.18; break; case 533: bar = 1.18; break; case 534: bar = 1.18; break; case 535: bar = 1.17; break; case 536: bar = 1.17; break; case 537: bar = 1.17; break; case 538: bar = 1.16; break; case 539: bar = 1.16; break; case 540: bar = 1.16; break; case 541: bar = 1.15; break; case 542: bar = 1.15; break; case 543: bar = 1.15; break; case 544: bar = 1.14; break; case 545: bar = 1.14; break; case 546: bar = 1.14; break; case 547: bar = 1.13; break; case 548: bar = 1.13; break; case 549: bar = 1.13; break; case 550: bar = 1.12; break; case 551: bar = 1.12; break; case 552: bar = 1.12; break; case 553: bar = 1.12; break; case 554: bar = 1.11; break; case 555: bar = 1.11; break; case 556: bar = 1.11; break; case 557: bar = 1.1; break; case 558: bar = 1.1; break; case 559: bar = 1.1; break; case 560: bar = 1.09; break; case 561: bar = 1.09; break; case 562: bar = 1.09; break; case 563: bar = 1.08; break; case 564: bar = 1.08; break; case 565: bar = 1.08; break; case 566: bar = 1.07; break; case 567: bar = 1.07; break; case 568: bar = 1.07; break; case 569: bar = 1.07; break; case 570: bar = 1.06; break; case 571: bar = 1.06; break; case 572: bar = 1.06; break; case 573: bar = 1.05; break; case 574: bar = 1.05; break; case 575: bar = 1.05; break; case 576: bar = 1.04; break; case 577: bar = 1.04; break; case 578: bar = 1.04; break; case 579: bar = 1.04; break; case 580: bar = 1.03; break; case 581: bar = 1.03; break; case 582: bar = 1.03; break; case 583: bar = 1.02; break; case 584: bar = 1.02; break; case 585: bar = 1.02; break; case 586: bar = 1.02; break; case 587: bar = 1.01; break; case 588: bar = 1.01; break; case 589: bar = 1.01; break; case 590: bar = 1; break; case 591: bar = 1; break; case 592: bar = 1; break; case 593: bar = 1; break; case 594: bar = 0.99; break; case 595: bar = 0.99; break; case 596: bar = 0.99; break; case 597: bar = 0.98; break; case 598: bar = 0.98; break; case 599: bar = 0.98; break; case 600: bar = 0.98; break; case 601: bar = 0.97; break; case 602: bar = 0.97; break; case 603: bar = 0.97; break; case 604: bar = 0.96; break; case 605: bar = 0.96; break; case 606: bar = 0.96; break; case 607: bar = 0.96; break; case 608: bar = 0.95; break; case 609: bar = 0.95; break; case 610: bar = 0.95; break; case 611: bar = 0.95; break; case 612: bar = 0.94; break; case 613: bar = 0.94; break; case 614: bar = 0.94; break; case 615: bar = 0.94; break; case 616: bar = 0.93; break; case 617: bar = 0.93; break; case 618: bar = 0.93; break; case 619: bar = 0.92; break; case 620: bar = 0.92; break; case 621: bar = 0.92; break; case 622: bar = 0.92; break; case 623: bar = 0.91; break; case 624: bar = 0.91; break; case 625: bar = 0.91; break; case 626: bar = 0.91; break; case 627: bar = 0.9; break; case 628: bar = 0.9; break; case 629: bar = 0.9; break; case 630: bar = 0.9; break; case 631: bar = 0.89; break; case 632: bar = 0.89; break; case 633: bar = 0.89; break; case 634: bar = 0.89; break; case 635: bar = 0.88; break; case 636: bar = 0.88; break; case 637: bar = 0.88; break; case 638: bar = 0.88; break; case 639: bar = 0.87; break; case 640: bar = 0.87; break; case 641: bar = 0.87; break; case 642: bar = 0.87; break; case 643: bar = 0.86; break; case 644: bar = 0.86; break; case 645: bar = 0.86; break; case 646: bar = 0.86; break; case 647: bar = 0.85; break; case 648: bar = 0.85; break; case 649: bar = 0.85; break; case 650: bar = 0.85; break; case 651: bar = 0.84; break; case 652: bar = 0.84; break; case 653: bar = 0.84; break; case 654: bar = 0.84; break; case 655: bar = 0.84; break; case 656: bar = 0.83; break; case 657: bar = 0.83; break; case 658: bar = 0.83; break; case 659: bar = 0.83; break; case 660: bar = 0.82; break; case 661: bar = 0.82; break; case 662: bar = 0.82; break; case 663: bar = 0.82; break; case 664: bar = 0.81; break; case 665: bar = 0.81; break; case 666: bar = 0.81; break; case 667: bar = 0.81; break; case 668: bar = 0.81; break; case 669: bar = 0.8; break; case 670: bar = 0.8; break; case 671: bar = 0.8; break; case 672: bar = 0.8; break; case 673: bar = 0.79; break; case 674: bar = 0.79; break; case 675: bar = 0.79; break; case 676: bar = 0.79; break; case 677: bar = 0.78; break; case 678: bar = 0.78; break; case 679: bar = 0.78; break; case 680: bar = 0.78; break; case 681: bar = 0.78; break; case 682: bar = 0.77; break; case 683: bar = 0.77; break; case 684: bar = 0.77; break; case 685: bar = 0.77; break; case 686: bar = 0.77; break; case 687: bar = 0.76; break; case 688: bar = 0.76; break; case 689: bar = 0.76; break; case 690: bar = 0.76; break; case 691: bar = 0.75; break; case 692: bar = 0.75; break; case 693: bar = 0.75; break; case 694: bar = 0.75; break; case 695: bar = 0.75; break; case 696: bar = 0.74; break; case 697: bar = 0.74; break; case 698: bar = 0.74; break; case 699: bar = 0.74; break; case 700: bar = 0.74; break; case 701: bar = 0.73; break; case 702: bar = 0.73; break; case 703: bar = 0.73; break; case 704: bar = 0.73; break; case 705: bar = 0.72; break; case 706: bar = 0.72; break; case 707: bar = 0.72; break; case 708: bar = 0.72; break; case 709: bar = 0.72; break; case 710: bar = 0.71; break; case 711: bar = 0.71; break; case 712: bar = 0.71; break; case 713: bar = 0.71; break; case 714: bar = 0.71; break; case 715: bar = 0.7; break; case 716: bar = 0.7; break; case 717: bar = 0.7; break; case 718: bar = 0.7; break; case 719: bar = 0.7; break; case 720: bar = 0.69; break; case 721: bar = 0.69; break; case 722: bar = 0.69; break; case 723: bar = 0.69; break; case 724: bar = 0.69; break; case 725: bar = 0.68; break; case 726: bar = 0.68; break; case 727: bar = 0.68; break; case 728: bar = 0.68; break; case 729: bar = 0.68; break; case 730: bar = 0.67; break; case 731: bar = 0.67; break; case 732: bar = 0.67; break; case 733: bar = 0.67; break; case 734: bar = 0.67; break; case 735: bar = 0.67; break; case 736: bar = 0.66; break; case 737: bar = 0.66; break; case 738: bar = 0.66; break; case 739: bar = 0.66; break; case 740: bar = 0.66; break; case 741: bar = 0.65; break; case 742: bar = 0.65; break; case 743: bar = 0.65; break; case 744: bar = 0.65; break; case 745: bar = 0.65; break; case 746: bar = 0.64; break; case 747: bar = 0.64; break; case 748: bar = 0.64; break; case 749: bar = 0.64; break; case 750: bar = 0.64; break; case 751: bar = 0.64; break; case 752: bar = 0.63; break; case 753: bar = 0.63; break; case 754: bar = 0.63; break; case 755: bar = 0.63; break; case 756: bar = 0.63; break; case 757: bar = 0.62; break; case 758: bar = 0.62; break; case 759: bar = 0.62; break; case 760: bar = 0.62; break; case 761: bar = 0.62; break; case 762: bar = 0.61; break; case 763: bar = 0.61; break; case 764: bar = 0.61; break; case 765: bar = 0.61; break; case 766: bar = 0.61; break; case 767: bar = 0.61; break; case 768: bar = 0.6; break; case 769: bar = 0.6; break; case 770: bar = 0.6; break; case 771: bar = 0.6; break; case 772: bar = 0.6; break; case 773: bar = 0.6; break; case 774: bar = 0.59; break; case 775: bar = 0.59; break; case 776: bar = 0.59; break; case 777: bar = 0.59; break; case 778: bar = 0.59; break; case 779: bar = 0.59; break; case 780: bar = 0.58; break; case 781: bar = 0.58; break; case 782: bar = 0.58; break; case 783: bar = 0.58; break; case 784: bar = 0.58; break; case 785: bar = 0.57; break; case 786: bar = 0.57; break; case 787: bar = 0.57; break; case 788: bar = 0.57; break; case 789: bar = 0.57; break; case 790: bar = 0.57; break; case 791: bar = 0.56; break; case 792: bar = 0.56; break; case 793: bar = 0.56; break; case 794: bar = 0.56; break; case 795: bar = 0.56; break; case 796: bar = 0.56; break; case 797: bar = 0.55; break; case 798: bar = 0.55; break; case 799: bar = 0.55; break; case 800: bar = 0.55; break; case 801: bar = 0.55; break; case 802: bar = 0.55; break; case 803: bar = 0.54; break; case 804: bar = 0.54; break; case 805: bar = 0.54; break; case 806: bar = 0.54; break; case 807: bar = 0.54; break; case 808: bar = 0.54; break; case 809: bar = 0.53; break; case 810: bar = 0.53; break; case 811: bar = 0.53; break; case 812: bar = 0.53; break; case 813: bar = 0.53; break; case 814: bar = 0.53; break; case 815: bar = 0.53; break; case 816: bar = 0.52; break; case 817: bar = 0.52; break; case 818: bar = 0.52; break; case 819: bar = 0.52; break; case 820: bar = 0.52; break; case 821: bar = 0.52; break; case 822: bar = 0.51; break; case 823: bar = 0.51; break; case 824: bar = 0.51; break; case 825: bar = 0.51; break; case 826: bar = 0.51; break; case 827: bar = 0.51; break; case 828: bar = 0.5; break; case 829: bar = 0.5; break; case 830: bar = 0.5; break; case 831: bar = 0.5; break; case 832: bar = 0.5; break; case 833: bar = 0.5; break; case 834: bar = 0.5; break; case 835: bar = 0.49; break; case 836: bar = 0.49; break; case 837: bar = 0.49; break; case 838: bar = 0.49; break; case 839: bar = 0.49; break; case 840: bar = 0.49; break; case 841: bar = 0.48; break; case 842: bar = 0.48; break; case 843: bar = 0.48; break; case 844: bar = 0.48; break; case 845: bar = 0.48; break; case 846: bar = 0.48; break; case 847: bar = 0.48; break; case 848: bar = 0.47; break; case 849: bar = 0.47; break; case 850: bar = 0.47; break; case 851: bar = 0.47; break; case 852: bar = 0.47; break; case 853: bar = 0.47; break; case 854: bar = 0.47; break; case 855: bar = 0.46; break; case 856: bar = 0.46; break; case 857: bar = 0.46; break; case 858: bar = 0.46; break; case 859: bar = 0.46; break; case 860: bar = 0.46; break; case 861: bar = 0.46; break; case 862: bar = 0.45; break; case 863: bar = 0.45; break; case 864: bar = 0.45; break; case 865: bar = 0.45; break; case 866: bar = 0.45; break; case 867: bar = 0.45; break; case 868: bar = 0.45; break; case 869: bar = 0.44; break; case 870: bar = 0.44; break; case 871: bar = 0.44; break; case 872: bar = 0.44; break; case 873: bar = 0.44; break; case 874: bar = 0.44; break; case 875: bar = 0.44; break; case 876: bar = 0.43; break; case 877: bar = 0.43; break; case 878: bar = 0.43; break; case 879: bar = 0.43; break; case 880: bar = 0.43; break; case 881: bar = 0.43; break; case 882: bar = 0.43; break; case 883: bar = 0.42; break; case 884: bar = 0.42; break; case 885: bar = 0.42; break; case 886: bar = 0.42; break; case 887: bar = 0.42; break; case 888: bar = 0.42; break; case 889: bar = 0.42; break; case 890: bar = 0.41; break; case 891: bar = 0.41; break; case 892: bar = 0.41; break; case 893: bar = 0.41; break; case 894: bar = 0.41; break; case 895: bar = 0.41; break; case 896: bar = 0.41; break; case 897: bar = 0.41; break; case 898: bar = 0.4; break; case 899: bar = 0.4; break; case 900: bar = 0.4; break; case 901: bar = 0.4; break; case 902: bar = 0.4; break; case 903: bar = 0.4; break; case 904: bar = 0.4; break; case 905: bar = 0.39; break; case 906: bar = 0.39; break; case 907: bar = 0.39; break; case 908: bar = 0.39; break; case 909: bar = 0.39; break; case 910: bar = 0.39; break; case 911: bar = 0.39; break; case 912: bar = 0.39; break; case 913: bar = 0.38; break; case 914: bar = 0.38; break; case 915: bar = 0.38; break; case 916: bar = 0.38; break; case 917: bar = 0.38; break; case 918: bar = 0.38; break; case 919: bar = 0.38; break; case 920: bar = 0.38; break; case 921: bar = 0.37; break; case 922: bar = 0.37; break; case 923: bar = 0.37; break; case 924: bar = 0.37; break; case 925: bar = 0.37; break; case 926: bar = 0.37; break; case 927: bar = 0.37; break; case 928: bar = 0.37; break; case 929: bar = 0.36; break; case 930: bar = 0.36; break; case 931: bar = 0.36; break; case 932: bar = 0.36; break; case 933: bar = 0.36; break; case 934: bar = 0.36; break; case 935: bar = 0.36; break; case 936: bar = 0.36; break; case 937: bar = 0.35; break; case 938: bar = 0.35; break; case 939: bar = 0.35; break; case 940: bar = 0.35; break; case 941: bar = 0.35; break; case 942: bar = 0.35; break; case 943: bar = 0.35; break; case 944: bar = 0.35; break; case 945: bar = 0.34; break; case 946: bar = 0.34; break; case 947: bar = 0.34; break; case 948: bar = 0.34; break; case 949: bar = 0.34; break; case 950: bar = 0.34; break; case 951: bar = 0.34; break; case 952: bar = 0.34; break; case 953: bar = 0.33; break; case 954: bar = 0.33; break; case 955: bar = 0.33; break; case 956: bar = 0.33; break; case 957: bar = 0.33; break; case 958: bar = 0.33; break; case 959: bar = 0.33; break; case 960: bar = 0.33; break; case 961: bar = 0.32; break; case 962: bar = 0.32; break; case 963: bar = 0.32; break; case 964: bar = 0.32; break; case 965: bar = 0.32; break; case 966: bar = 0.32; break; case 967: bar = 0.32; break; case 968: bar = 0.32; break; case 969: bar = 0.32; break; case 970: bar = 0.31; break; case 971: bar = 0.31; break; case 972: bar = 0.31; break; case 973: bar = 0.31; break; case 974: bar = 0.31; break; case 975: bar = 0.31; break; case 976: bar = 0.31; break; case 977: bar = 0.31; break; case 978: bar = 0.3; break; case 979: bar = 0.3; break; case 980: bar = 0.3; break; case 981: bar = 0.3; break; case 982: bar = 0.3; break; case 983: bar = 0.3; break; case 984: bar = 0.3; break; case 985: bar = 0.3; break; case 986: bar = 0.3; break; case 987: bar = 0.29; break; case 988: bar = 0.29; break; case 989: bar = 0.29; break; case 990: bar = 0.29; break; case 991: bar = 0.29; break; case 992: bar = 0.29; break; case 993: bar = 0.29; break; case 994: bar = 0.29; break; case 995: bar = 0.29; break; case 996: bar = 0.28; break; case 997: bar = 0.28; break; case 998: bar = 0.28; break; case 999: bar = 0.28; break; case 1000: bar = 0.28; break; case 1001: bar = 0.28; break; case 1002: bar = 0.28; break; case 1003: bar = 0.28; break; case 1004: bar = 0.28; break; case 1005: bar = 0.27; break; case 1006: bar = 0.27; break; case 1007: bar = 0.27; break; case 1008: bar = 0.27; break; case 1009: bar = 0.27; break; case 1010: bar = 0.27; break; case 1011: bar = 0.27; break; case 1012: bar = 0.27; break; case 1013: bar = 0.27; break; case 1014: bar = 0.26; break; case 1015: bar = 0.26; break; case 1016: bar = 0.26; break; case 1017: bar = 0.26; break; case 1018: bar = 0.26; break; case 1019: bar = 0.26; break; case 1020: bar = 0.26; break; case 1021: bar = 0.26; break; case 1022: bar = 0.26; break; case 1023: bar = 0.26; break; case 1024: bar = 0.25; break;
case 53: bar = 13.13; break; | case 53: bar = 13.13; break; case 54: bar = 12.93; break; case 55: bar = 12.73; break; case 56: bar = 12.53; break; case 57: bar = 12.34; break; case 58: bar = 12.16; break; case 59: bar = 11.98; break; case 60: bar = 11.81; break; case 61: bar = 11.65; break; case 62: bar = 11.48; break; case 63: bar = 11.33; break; case 64: bar = 11.17; break; case 65: bar = 11.02; break; case 66: bar = 10.88; break; case 67: bar = 10.74; break; case 68: bar = 10.6; break; case 69: bar = 10.47; break; case 70: bar = 10.34; break; case 71: bar = 10.21; break; case 72: bar = 10.09; break; case 73: bar = 9.97; break; case 74: bar = 9.85; break; case 75: bar = 9.73; break; case 76: bar = 9.62; break; case 77: bar = 9.51; break; case 78: bar = 9.4; break; case 79: bar = 9.3; break; case 80: bar = 9.19; break; case 81: bar = 9.09; break; case 82: bar = 9; break; case 83: bar = 8.9; break; case 84: bar = 8.81; break; case 85: bar = 8.71; break; case 86: bar = 8.62; break; case 87: bar = 8.53; break; case 88: bar = 8.45; break; case 89: bar = 8.36; break; case 90: bar = 8.28; break; case 91: bar = 8.2; break; case 92: bar = 8.12; break; case 93: bar = 8.04; break; case 94: bar = 7.96; break; case 95: bar = 7.89; break; case 96: bar = 7.81; break; case 97: bar = 7.74; break; case 98: bar = 7.67; break; case 99: bar = 7.6; break; case 100: bar = 7.53; break; case 101: bar = 7.46; break; case 102: bar = 7.4; break; case 103: bar = 7.33; break; case 104: bar = 7.27; break; case 105: bar = 7.2; break; case 106: bar = 7.14; break; case 107: bar = 7.08; break; case 108: bar = 7.02; break; case 109: bar = 6.96; break; case 110: bar = 6.9; break; case 111: bar = 6.85; break; case 112: bar = 6.79; break; case 113: bar = 6.74; break; case 114: bar = 6.68; break; case 115: bar = 6.63; break; case 116: bar = 6.57; break; case 117: bar = 6.52; break; case 118: bar = 6.47; break; case 119: bar = 6.42; break; case 120: bar = 6.37; break; case 121: bar = 6.32; break; case 122: bar = 6.27; break; case 123: bar = 6.23; break; case 124: bar = 6.18; break; case 125: bar = 6.13; break; case 126: bar = 6.09; break; case 127: bar = 6.04; break; case 128: bar = 6; break; case 129: bar = 5.95; break; case 130: bar = 5.91; break; case 131: bar = 5.87; break; case 132: bar = 5.83; break; case 133: bar = 5.79; break; case 134: bar = 5.75; break; case 135: bar = 5.71; break; case 136: bar = 5.67; break; case 137: bar = 5.63; break; case 138: bar = 5.59; break; case 139: bar = 5.55; break; case 140: bar = 5.51; break; case 141: bar = 5.47; break; case 142: bar = 5.44; break; case 143: bar = 5.4; break; case 144: bar = 5.37; break; case 145: bar = 5.33; break; case 146: bar = 5.3; break; case 147: bar = 5.26; break; case 148: bar = 5.23; break; case 149: bar = 5.19; break; case 150: bar = 5.16; break; case 151: bar = 5.13; break; case 152: bar = 5.09; break; case 153: bar = 5.06; break; case 154: bar = 5.03; break; case 155: bar = 5; break; case 156: bar = 4.97; break; case 157: bar = 4.94; break; case 158: bar = 4.91; break; case 159: bar = 4.88; break; case 160: bar = 4.85; break; case 161: bar = 4.82; break; case 162: bar = 4.79; break; case 163: bar = 4.76; break; case 164: bar = 4.73; break; case 165: bar = 4.7; break; case 166: bar = 4.68; break; case 167: bar = 4.65; break; case 168: bar = 4.62; break; case 169: bar = 4.59; break; case 170: bar = 4.57; break; case 171: bar = 4.54; break; case 172: bar = 4.52; break; case 173: bar = 4.49; break; case 174: bar = 4.46; break; case 175: bar = 4.44; break; case 176: bar = 4.41; break; case 177: bar = 4.39; break; case 178: bar = 4.36; break; case 179: bar = 4.34; break; case 180: bar = 4.32; break; case 181: bar = 4.29; break; case 182: bar = 4.27; break; case 183: bar = 4.25; break; case 184: bar = 4.22; break; case 185: bar = 4.2; break; case 186: bar = 4.18; break; case 187: bar = 4.15; break; case 188: bar = 4.13; break; case 189: bar = 4.11; break; case 190: bar = 4.09; break; case 191: bar = 4.07; break; case 192: bar = 4.05; break; case 193: bar = 4.02; break; case 194: bar = 4; break; case 195: bar = 3.98; break; case 196: bar = 3.96; break; case 197: bar = 3.94; break; case 198: bar = 3.92; break; case 199: bar = 3.9; break; case 200: bar = 3.88; break; case 201: bar = 3.86; break; case 202: bar = 3.84; break; case 203: bar = 3.82; break; case 204: bar = 3.8; break; case 205: bar = 3.78; break; case 206: bar = 3.77; break; case 207: bar = 3.75; break; case 208: bar = 3.73; break; case 209: bar = 3.71; break; case 210: bar = 3.69; break; case 211: bar = 3.67; break; case 212: bar = 3.66; break; case 213: bar = 3.64; break; case 214: bar = 3.62; break; case 215: bar = 3.6; break; case 216: bar = 3.59; break; case 217: bar = 3.57; break; case 218: bar = 3.55; break; case 219: bar = 3.53; break; case 220: bar = 3.52; break; case 221: bar = 3.5; break; case 222: bar = 3.48; break; case 223: bar = 3.47; break; case 224: bar = 3.45; break; case 225: bar = 3.44; break; case 226: bar = 3.42; break; case 227: bar = 3.4; break; case 228: bar = 3.39; break; case 229: bar = 3.37; break; case 230: bar = 3.36; break; case 231: bar = 3.34; break; case 232: bar = 3.33; break; case 233: bar = 3.31; break; case 234: bar = 3.3; break; case 235: bar = 3.28; break; case 236: bar = 3.27; break; case 237: bar = 3.25; break; case 238: bar = 3.24; break; case 239: bar = 3.22; break; case 240: bar = 3.21; break; case 241: bar = 3.19; break; case 242: bar = 3.18; break; case 243: bar = 3.17; break; case 244: bar = 3.15; break; case 245: bar = 3.14; break; case 246: bar = 3.12; break; case 247: bar = 3.11; break; case 248: bar = 3.1; break; case 249: bar = 3.08; break; case 250: bar = 3.07; break; case 251: bar = 3.06; break; case 252: bar = 3.04; break; case 253: bar = 3.03; break; case 254: bar = 3.02; break; case 255: bar = 3.01; break; case 256: bar = 2.99; break; case 257: bar = 2.98; break; case 258: bar = 2.97; break; case 259: bar = 2.96; break; case 260: bar = 2.94; break; case 261: bar = 2.93; break; case 262: bar = 2.92; break; case 263: bar = 2.91; break; case 264: bar = 2.89; break; case 265: bar = 2.88; break; case 266: bar = 2.87; break; case 267: bar = 2.86; break; case 268: bar = 2.85; break; case 269: bar = 2.83; break; case 270: bar = 2.82; break; case 271: bar = 2.81; break; case 272: bar = 2.8; break; case 273: bar = 2.79; break; case 274: bar = 2.78; break; case 275: bar = 2.77; break; case 276: bar = 2.76; break; case 277: bar = 2.74; break; case 278: bar = 2.73; break; case 279: bar = 2.72; break; case 280: bar = 2.71; break; case 281: bar = 2.7; break; case 282: bar = 2.69; break; case 283: bar = 2.68; break; case 284: bar = 2.67; break; case 285: bar = 2.66; break; case 286: bar = 2.65; break; case 287: bar = 2.64; break; case 288: bar = 2.63; break; case 289: bar = 2.62; break; case 290: bar = 2.61; break; case 291: bar = 2.6; break; case 292: bar = 2.59; break; case 293: bar = 2.58; break; case 294: bar = 2.57; break; case 295: bar = 2.56; break; case 296: bar = 2.55; break; case 297: bar = 2.54; break; case 298: bar = 2.53; break; case 299: bar = 2.52; break; case 300: bar = 2.51; break; case 301: bar = 2.5; break; case 302: bar = 2.49; break; case 303: bar = 2.48; break; case 304: bar = 2.47; break; case 305: bar = 2.46; break; case 306: bar = 2.45; break; case 307: bar = 2.44; break; case 308: bar = 2.43; break; case 309: bar = 2.42; break; case 310: bar = 2.41; break; case 311: bar = 2.41; break; case 312: bar = 2.4; break; case 313: bar = 2.39; break; case 314: bar = 2.38; break; case 315: bar = 2.37; break; case 316: bar = 2.36; break; case 317: bar = 2.35; break; case 318: bar = 2.34; break; case 319: bar = 2.34; break; case 320: bar = 2.33; break; case 321: bar = 2.32; break; case 322: bar = 2.31; break; case 323: bar = 2.3; break; case 324: bar = 2.29; break; case 325: bar = 2.28; break; case 326: bar = 2.28; break; case 327: bar = 2.27; break; case 328: bar = 2.26; break; case 329: bar = 2.25; break; case 330: bar = 2.24; break; case 331: bar = 2.24; break; case 332: bar = 2.23; break; case 333: bar = 2.22; break; case 334: bar = 2.21; break; case 335: bar = 2.2; break; case 336: bar = 2.2; break; case 337: bar = 2.19; break; case 338: bar = 2.18; break; case 339: bar = 2.17; break; case 340: bar = 2.17; break; case 341: bar = 2.16; break; case 342: bar = 2.15; break; case 343: bar = 2.14; break; case 344: bar = 2.13; break; case 345: bar = 2.13; break; case 346: bar = 2.12; break; case 347: bar = 2.11; break; case 348: bar = 2.11; break; case 349: bar = 2.1; break; case 350: bar = 2.09; break; case 351: bar = 2.08; break; case 352: bar = 2.08; break; case 353: bar = 2.07; break; case 354: bar = 2.06; break; case 355: bar = 2.05; break; case 356: bar = 2.05; break; case 357: bar = 2.04; break; case 358: bar = 2.03; break; case 359: bar = 2.03; break; case 360: bar = 2.02; break; case 361: bar = 2.01; break; case 362: bar = 2.01; break; case 363: bar = 2; break; case 364: bar = 1.99; break; case 365: bar = 1.99; break; case 366: bar = 1.98; break; case 367: bar = 1.97; break; case 368: bar = 1.97; break; case 369: bar = 1.96; break; case 370: bar = 1.95; break; case 371: bar = 1.95; break; case 372: bar = 1.94; break; case 373: bar = 1.93; break; case 374: bar = 1.93; break; case 375: bar = 1.92; break; case 376: bar = 1.91; break; case 377: bar = 1.91; break; case 378: bar = 1.9; break; case 379: bar = 1.89; break; case 380: bar = 1.89; break; case 381: bar = 1.88; break; case 382: bar = 1.88; break; case 383: bar = 1.87; break; case 384: bar = 1.86; break; case 385: bar = 1.86; break; case 386: bar = 1.85; break; case 387: bar = 1.85; break; case 388: bar = 1.84; break; case 389: bar = 1.83; break; case 390: bar = 1.83; break; case 391: bar = 1.82; break; case 392: bar = 1.82; break; case 393: bar = 1.81; break; case 394: bar = 1.8; break; case 395: bar = 1.8; break; case 396: bar = 1.79; break; case 397: bar = 1.79; break; case 398: bar = 1.78; break; case 399: bar = 1.77; break; case 400: bar = 1.77; break; case 401: bar = 1.76; break; case 402: bar = 1.76; break; case 403: bar = 1.75; break; case 404: bar = 1.75; break; case 405: bar = 1.74; break; case 406: bar = 1.73; break; case 407: bar = 1.73; break; case 408: bar = 1.72; break; case 409: bar = 1.72; break; case 410: bar = 1.71; break; case 411: bar = 1.71; break; case 412: bar = 1.7; break; case 413: bar = 1.7; break; case 414: bar = 1.69; break; case 415: bar = 1.69; break; case 416: bar = 1.68; break; case 417: bar = 1.67; break; case 418: bar = 1.67; break; case 419: bar = 1.66; break; case 420: bar = 1.66; break; case 421: bar = 1.65; break; case 422: bar = 1.65; break; case 423: bar = 1.64; break; case 424: bar = 1.64; break; case 425: bar = 1.63; break; case 426: bar = 1.63; break; case 427: bar = 1.62; break; case 428: bar = 1.62; break; case 429: bar = 1.61; break; case 430: bar = 1.61; break; case 431: bar = 1.6; break; case 432: bar = 1.6; break; case 433: bar = 1.59; break; case 434: bar = 1.59; break; case 435: bar = 1.58; break; case 436: bar = 1.58; break; case 437: bar = 1.57; break; case 438: bar = 1.57; break; case 439: bar = 1.56; break; case 440: bar = 1.56; break; case 441: bar = 1.55; break; case 442: bar = 1.55; break; case 443: bar = 1.54; break; case 444: bar = 1.54; break; case 445: bar = 1.53; break; case 446: bar = 1.53; break; case 447: bar = 1.53; break; case 448: bar = 1.52; break; case 449: bar = 1.52; break; case 450: bar = 1.51; break; case 451: bar = 1.51; break; case 452: bar = 1.5; break; case 453: bar = 1.5; break; case 454: bar = 1.49; break; case 455: bar = 1.49; break; case 456: bar = 1.48; break; case 457: bar = 1.48; break; case 458: bar = 1.47; break; case 459: bar = 1.47; break; case 460: bar = 1.47; break; case 461: bar = 1.46; break; case 462: bar = 1.46; break; case 463: bar = 1.45; break; case 464: bar = 1.45; break; case 465: bar = 1.44; break; case 466: bar = 1.44; break; case 467: bar = 1.44; break; case 468: bar = 1.43; break; case 469: bar = 1.43; break; case 470: bar = 1.42; break; case 471: bar = 1.42; break; case 472: bar = 1.41; break; case 473: bar = 1.41; break; case 474: bar = 1.41; break; case 475: bar = 1.4; break; case 476: bar = 1.4; break; case 477: bar = 1.39; break; case 478: bar = 1.39; break; case 479: bar = 1.38; break; case 480: bar = 1.38; break; case 481: bar = 1.38; break; case 482: bar = 1.37; break; case 483: bar = 1.37; break; case 484: bar = 1.36; break; case 485: bar = 1.36; break; case 486: bar = 1.36; break; case 487: bar = 1.35; break; case 488: bar = 1.35; break; case 489: bar = 1.34; break; case 490: bar = 1.34; break; case 491: bar = 1.34; break; case 492: bar = 1.33; break; case 493: bar = 1.33; break; case 494: bar = 1.32; break; case 495: bar = 1.32; break; case 496: bar = 1.32; break; case 497: bar = 1.31; break; case 498: bar = 1.31; break; case 499: bar = 1.3; break; case 500: bar = 1.3; break; case 501: bar = 1.3; break; case 502: bar = 1.29; break; case 503: bar = 1.29; break; case 504: bar = 1.29; break; case 505: bar = 1.28; break; case 506: bar = 1.28; break; case 507: bar = 1.27; break; case 508: bar = 1.27; break; case 509: bar = 1.27; break; case 510: bar = 1.26; break; case 511: bar = 1.26; break; case 512: bar = 1.26; break; case 513: bar = 1.25; break; case 514: bar = 1.25; break; case 515: bar = 1.24; break; case 516: bar = 1.24; break; case 517: bar = 1.24; break; case 518: bar = 1.23; break; case 519: bar = 1.23; break; case 520: bar = 1.23; break; case 521: bar = 1.22; break; case 522: bar = 1.22; break; case 523: bar = 1.22; break; case 524: bar = 1.21; break; case 525: bar = 1.21; break; case 526: bar = 1.21; break; case 527: bar = 1.2; break; case 528: bar = 1.2; break; case 529: bar = 1.2; break; case 530: bar = 1.19; break; case 531: bar = 1.19; break; case 532: bar = 1.18; break; case 533: bar = 1.18; break; case 534: bar = 1.18; break; case 535: bar = 1.17; break; case 536: bar = 1.17; break; case 537: bar = 1.17; break; case 538: bar = 1.16; break; case 539: bar = 1.16; break; case 540: bar = 1.16; break; case 541: bar = 1.15; break; case 542: bar = 1.15; break; case 543: bar = 1.15; break; case 544: bar = 1.14; break; case 545: bar = 1.14; break; case 546: bar = 1.14; break; case 547: bar = 1.13; break; case 548: bar = 1.13; break; case 549: bar = 1.13; break; case 550: bar = 1.12; break; case 551: bar = 1.12; break; case 552: bar = 1.12; break; case 553: bar = 1.12; break; case 554: bar = 1.11; break; case 555: bar = 1.11; break; case 556: bar = 1.11; break; case 557: bar = 1.1; break; case 558: bar = 1.1; break; case 559: bar = 1.1; break; case 560: bar = 1.09; break; case 561: bar = 1.09; break; case 562: bar = 1.09; break; case 563: bar = 1.08; break; case 564: bar = 1.08; break; case 565: bar = 1.08; break; case 566: bar = 1.07; break; case 567: bar = 1.07; break; case 568: bar = 1.07; break; case 569: bar = 1.07; break; case 570: bar = 1.06; break; case 571: bar = 1.06; break; case 572: bar = 1.06; break; case 573: bar = 1.05; break; case 574: bar = 1.05; break; case 575: bar = 1.05; break; case 576: bar = 1.04; break; case 577: bar = 1.04; break; case 578: bar = 1.04; break; case 579: bar = 1.04; break; case 580: bar = 1.03; break; case 581: bar = 1.03; break; case 582: bar = 1.03; break; case 583: bar = 1.02; break; case 584: bar = 1.02; break; case 585: bar = 1.02; break; case 586: bar = 1.02; break; case 587: bar = 1.01; break; case 588: bar = 1.01; break; case 589: bar = 1.01; break; case 590: bar = 1; break; case 591: bar = 1; break; case 592: bar = 1; break; case 593: bar = 1; break; case 594: bar = 0.99; break; case 595: bar = 0.99; break; case 596: bar = 0.99; break; case 597: bar = 0.98; break; case 598: bar = 0.98; break; case 599: bar = 0.98; break; case 600: bar = 0.98; break; case 601: bar = 0.97; break; case 602: bar = 0.97; break; case 603: bar = 0.97; break; case 604: bar = 0.96; break; case 605: bar = 0.96; break; case 606: bar = 0.96; break; case 607: bar = 0.96; break; case 608: bar = 0.95; break; case 609: bar = 0.95; break; case 610: bar = 0.95; break; case 611: bar = 0.95; break; case 612: bar = 0.94; break; case 613: bar = 0.94; break; case 614: bar = 0.94; break; case 615: bar = 0.94; break; case 616: bar = 0.93; break; case 617: bar = 0.93; break; case 618: bar = 0.93; break; case 619: bar = 0.92; break; case 620: bar = 0.92; break; case 621: bar = 0.92; break; case 622: bar = 0.92; break; case 623: bar = 0.91; break; case 624: bar = 0.91; break; case 625: bar = 0.91; break; case 626: bar = 0.91; break; case 627: bar = 0.9; break; case 628: bar = 0.9; break; case 629: bar = 0.9; break; case 630: bar = 0.9; break; case 631: bar = 0.89; break; case 632: bar = 0.89; break; case 633: bar = 0.89; break; case 634: bar = 0.89; break; case 635: bar = 0.88; break; case 636: bar = 0.88; break; case 637: bar = 0.88; break; case 638: bar = 0.88; break; case 639: bar = 0.87; break; case 640: bar = 0.87; break; case 641: bar = 0.87; break; case 642: bar = 0.87; break; case 643: bar = 0.86; break; case 644: bar = 0.86; break; case 645: bar = 0.86; break; case 646: bar = 0.86; break; case 647: bar = 0.85; break; case 648: bar = 0.85; break; case 649: bar = 0.85; break; case 650: bar = 0.85; break; case 651: bar = 0.84; break; case 652: bar = 0.84; break; case 653: bar = 0.84; break; case 654: bar = 0.84; break; case 655: bar = 0.84; break; case 656: bar = 0.83; break; case 657: bar = 0.83; break; case 658: bar = 0.83; break; case 659: bar = 0.83; break; case 660: bar = 0.82; break; case 661: bar = 0.82; break; case 662: bar = 0.82; break; case 663: bar = 0.82; break; case 664: bar = 0.81; break; case 665: bar = 0.81; break; case 666: bar = 0.81; break; case 667: bar = 0.81; break; case 668: bar = 0.81; break; case 669: bar = 0.8; break; case 670: bar = 0.8; break; case 671: bar = 0.8; break; case 672: bar = 0.8; break; case 673: bar = 0.79; break; case 674: bar = 0.79; break; case 675: bar = 0.79; break; case 676: bar = 0.79; break; case 677: bar = 0.78; break; case 678: bar = 0.78; break; case 679: bar = 0.78; break; case 680: bar = 0.78; break; case 681: bar = 0.78; break; case 682: bar = 0.77; break; case 683: bar = 0.77; break; case 684: bar = 0.77; break; case 685: bar = 0.77; break; case 686: bar = 0.77; break; case 687: bar = 0.76; break; case 688: bar = 0.76; break; case 689: bar = 0.76; break; case 690: bar = 0.76; break; case 691: bar = 0.75; break; case 692: bar = 0.75; break; case 693: bar = 0.75; break; case 694: bar = 0.75; break; case 695: bar = 0.75; break; case 696: bar = 0.74; break; case 697: bar = 0.74; break; case 698: bar = 0.74; break; case 699: bar = 0.74; break; case 700: bar = 0.74; break; case 701: bar = 0.73; break; case 702: bar = 0.73; break; case 703: bar = 0.73; break; case 704: bar = 0.73; break; case 705: bar = 0.72; break; case 706: bar = 0.72; break; case 707: bar = 0.72; break; case 708: bar = 0.72; break; case 709: bar = 0.72; break; case 710: bar = 0.71; break; case 711: bar = 0.71; break; case 712: bar = 0.71; break; case 713: bar = 0.71; break; case 714: bar = 0.71; break; case 715: bar = 0.7; break; case 716: bar = 0.7; break; case 717: bar = 0.7; break; case 718: bar = 0.7; break; case 719: bar = 0.7; break; case 720: bar = 0.69; break; case 721: bar = 0.69; break; case 722: bar = 0.69; break; case 723: bar = 0.69; break; case 724: bar = 0.69; break; case 725: bar = 0.68; break; case 726: bar = 0.68; break; case 727: bar = 0.68; break; case 728: bar = 0.68; break; case 729: bar = 0.68; break; case 730: bar = 0.67; break; case 731: bar = 0.67; break; case 732: bar = 0.67; break; case 733: bar = 0.67; break; case 734: bar = 0.67; break; case 735: bar = 0.67; break; case 736: bar = 0.66; break; case 737: bar = 0.66; break; case 738: bar = 0.66; break; case 739: bar = 0.66; break; case 740: bar = 0.66; break; case 741: bar = 0.65; break; case 742: bar = 0.65; break; case 743: bar = 0.65; break; case 744: bar = 0.65; break; case 745: bar = 0.65; break; case 746: bar = 0.64; break; case 747: bar = 0.64; break; case 748: bar = 0.64; break; case 749: bar = 0.64; break; case 750: bar = 0.64; break; case 751: bar = 0.64; break; case 752: bar = 0.63; break; case 753: bar = 0.63; break; case 754: bar = 0.63; break; case 755: bar = 0.63; break; case 756: bar = 0.63; break; case 757: bar = 0.62; break; case 758: bar = 0.62; break; case 759: bar = 0.62; break; case 760: bar = 0.62; break; case 761: bar = 0.62; break; case 762: bar = 0.61; break; case 763: bar = 0.61; break; case 764: bar = 0.61; break; case 765: bar = 0.61; break; case 766: bar = 0.61; break; case 767: bar = 0.61; break; case 768: bar = 0.6; break; case 769: bar = 0.6; break; case 770: bar = 0.6; break; case 771: bar = 0.6; break; case 772: bar = 0.6; break; case 773: bar = 0.6; break; case 774: bar = 0.59; break; case 775: bar = 0.59; break; case 776: bar = 0.59; break; case 777: bar = 0.59; break; case 778: bar = 0.59; break; case 779: bar = 0.59; break; case 780: bar = 0.58; break; case 781: bar = 0.58; break; case 782: bar = 0.58; break; case 783: bar = 0.58; break; case 784: bar = 0.58; break; case 785: bar = 0.57; break; case 786: bar = 0.57; break; case 787: bar = 0.57; break; case 788: bar = 0.57; break; case 789: bar = 0.57; break; case 790: bar = 0.57; break; case 791: bar = 0.56; break; case 792: bar = 0.56; break; case 793: bar = 0.56; break; case 794: bar = 0.56; break; case 795: bar = 0.56; break; case 796: bar = 0.56; break; case 797: bar = 0.55; break; case 798: bar = 0.55; break; case 799: bar = 0.55; break; case 800: bar = 0.55; break; case 801: bar = 0.55; break; case 802: bar = 0.55; break; case 803: bar = 0.54; break; case 804: bar = 0.54; break; case 805: bar = 0.54; break; case 806: bar = 0.54; break; case 807: bar = 0.54; break; case 808: bar = 0.54; break; case 809: bar = 0.53; break; case 810: bar = 0.53; break; case 811: bar = 0.53; break; case 812: bar = 0.53; break; case 813: bar = 0.53; break; case 814: bar = 0.53; break; case 815: bar = 0.53; break; case 816: bar = 0.52; break; case 817: bar = 0.52; break; case 818: bar = 0.52; break; case 819: bar = 0.52; break; case 820: bar = 0.52; break; case 821: bar = 0.52; break; case 822: bar = 0.51; break; case 823: bar = 0.51; break; case 824: bar = 0.51; break; case 825: bar = 0.51; break; case 826: bar = 0.51; break; case 827: bar = 0.51; break; case 828: bar = 0.5; break; case 829: bar = 0.5; break; case 830: bar = 0.5; break; case 831: bar = 0.5; break; case 832: bar = 0.5; break; case 833: bar = 0.5; break; case 834: bar = 0.5; break; case 835: bar = 0.49; break; case 836: bar = 0.49; break; case 837: bar = 0.49; break; case 838: bar = 0.49; break; case 839: bar = 0.49; break; case 840: bar = 0.49; break; case 841: bar = 0.48; break; case 842: bar = 0.48; break; case 843: bar = 0.48; break; case 844: bar = 0.48; break; case 845: bar = 0.48; break; case 846: bar = 0.48; break; case 847: bar = 0.48; break; case 848: bar = 0.47; break; case 849: bar = 0.47; break; case 850: bar = 0.47; break; case 851: bar = 0.47; break; case 852: bar = 0.47; break; case 853: bar = 0.47; break; case 854: bar = 0.47; break; case 855: bar = 0.46; break; case 856: bar = 0.46; break; case 857: bar = 0.46; break; case 858: bar = 0.46; break; case 859: bar = 0.46; break; case 860: bar = 0.46; break; case 861: bar = 0.46; break; case 862: bar = 0.45; break; case 863: bar = 0.45; break; case 864: bar = 0.45; break; case 865: bar = 0.45; break; case 866: bar = 0.45; break; case 867: bar = 0.45; break; case 868: bar = 0.45; break; case 869: bar = 0.44; break; case 870: bar = 0.44; break; case 871: bar = 0.44; break; case 872: bar = 0.44; break; case 873: bar = 0.44; break; case 874: bar = 0.44; break; case 875: bar = 0.44; break; case 876: bar = 0.43; break; case 877: bar = 0.43; break; case 878: bar = 0.43; break; case 879: bar = 0.43; break; case 880: bar = 0.43; break; case 881: bar = 0.43; break; case 882: bar = 0.43; break; case 883: bar = 0.42; break; case 884: bar = 0.42; break; case 885: bar = 0.42; break; case 886: bar = 0.42; break; case 887: bar = 0.42; break; case 888: bar = 0.42; break; case 889: bar = 0.42; break; case 890: bar = 0.41; break; case 891: bar = 0.41; break; case 892: bar = 0.41; break; case 893: bar = 0.41; break; case 894: bar = 0.41; break; case 895: bar = 0.41; break; case 896: bar = 0.41; break; case 897: bar = 0.41; break; case 898: bar = 0.4; break; case 899: bar = 0.4; break; case 900: bar = 0.4; break; case 901: bar = 0.4; break; case 902: bar = 0.4; break; case 903: bar = 0.4; break; case 904: bar = 0.4; break; case 905: bar = 0.39; break; case 906: bar = 0.39; break; case 907: bar = 0.39; break; case 908: bar = 0.39; break; case 909: bar = 0.39; break; case 910: bar = 0.39; break; case 911: bar = 0.39; break; case 912: bar = 0.39; break; case 913: bar = 0.38; break; case 914: bar = 0.38; break; case 915: bar = 0.38; break; case 916: bar = 0.38; break; case 917: bar = 0.38; break; case 918: bar = 0.38; break; case 919: bar = 0.38; break; case 920: bar = 0.38; break; case 921: bar = 0.37; break; case 922: bar = 0.37; break; case 923: bar = 0.37; break; case 924: bar = 0.37; break; case 925: bar = 0.37; break; case 926: bar = 0.37; break; case 927: bar = 0.37; break; case 928: bar = 0.37; break; case 929: bar = 0.36; break; case 930: bar = 0.36; break; case 931: bar = 0.36; break; case 932: bar = 0.36; break; case 933: bar = 0.36; break; case 934: bar = 0.36; break; case 935: bar = 0.36; break; case 936: bar = 0.36; break; case 937: bar = 0.35; break; case 938: bar = 0.35; break; case 939: bar = 0.35; break; case 940: bar = 0.35; break; case 941: bar = 0.35; break; case 942: bar = 0.35; break; case 943: bar = 0.35; break; case 944: bar = 0.35; break; case 945: bar = 0.34; break; case 946: bar = 0.34; break; case 947: bar = 0.34; break; case 948: bar = 0.34; break; case 949: bar = 0.34; break; case 950: bar = 0.34; break; case 951: bar = 0.34; break; case 952: bar = 0.34; break; case 953: bar = 0.33; break; case 954: bar = 0.33; break; case 955: bar = 0.33; break; case 956: bar = 0.33; break; case 957: bar = 0.33; break; case 958: bar = 0.33; break; case 959: bar = 0.33; break; case 960: bar = 0.33; break; case 961: bar = 0.32; break; case 962: bar = 0.32; break; case 963: bar = 0.32; break; case 964: bar = 0.32; break; case 965: bar = 0.32; break; case 966: bar = 0.32; break; case 967: bar = 0.32; break; case 968: bar = 0.32; break; case 969: bar = 0.32; break; case 970: bar = 0.31; break; case 971: bar = 0.31; break; case 972: bar = 0.31; break; case 973: bar = 0.31; break; case 974: bar = 0.31; break; case 975: bar = 0.31; break; case 976: bar = 0.31; break; case 977: bar = 0.31; break; case 978: bar = 0.3; break; case 979: bar = 0.3; break; case 980: bar = 0.3; break; case 981: bar = 0.3; break; case 982: bar = 0.3; break; case 983: bar = 0.3; break; case 984: bar = 0.3; break; case 985: bar = 0.3; break; case 986: bar = 0.3; break; case 987: bar = 0.29; break; case 988: bar = 0.29; break; case 989: bar = 0.29; break; case 990: bar = 0.29; break; case 991: bar = 0.29; break; case 992: bar = 0.29; break; case 993: bar = 0.29; break; case 994: bar = 0.29; break; case 995: bar = 0.29; break; case 996: bar = 0.28; break; case 997: bar = 0.28; break; case 998: bar = 0.28; break; case 999: bar = 0.28; break; case 1000: bar = 0.28; break; case 1001: bar = 0.28; break; case 1002: bar = 0.28; break; case 1003: bar = 0.28; break; case 1004: bar = 0.28; break; case 1005: bar = 0.27; break; case 1006: bar = 0.27; break; case 1007: bar = 0.27; break; case 1008: bar = 0.27; break; case 1009: bar = 0.27; break; case 1010: bar = 0.27; break; case 1011: bar = 0.27; break; case 1012: bar = 0.27; break; case 1013: bar = 0.27; break; case 1014: bar = 0.26; break; case 1015: bar = 0.26; break; case 1016: bar = 0.26; break; case 1017: bar = 0.26; break; case 1018: bar = 0.26; break; case 1019: bar = 0.26; break; case 1020: bar = 0.26; break; case 1021: bar = 0.26; break; case 1022: bar = 0.26; break; case 1023: bar = 0.26; break; case 1024: bar = 0.25; break;
case 54: bar = 12.93; break; | case 54: bar = 12.93; break; case 55: bar = 12.73; break; case 56: bar = 12.53; break; case 57: bar = 12.34; break; case 58: bar = 12.16; break; case 59: bar = 11.98; break; case 60: bar = 11.81; break; case 61: bar = 11.65; break; case 62: bar = 11.48; break; case 63: bar = 11.33; break; case 64: bar = 11.17; break; case 65: bar = 11.02; break; case 66: bar = 10.88; break; case 67: bar = 10.74; break; case 68: bar = 10.6; break; case 69: bar = 10.47; break; case 70: bar = 10.34; break; case 71: bar = 10.21; break; case 72: bar = 10.09; break; case 73: bar = 9.97; break; case 74: bar = 9.85; break; case 75: bar = 9.73; break; case 76: bar = 9.62; break; case 77: bar = 9.51; break; case 78: bar = 9.4; break; case 79: bar = 9.3; break; case 80: bar = 9.19; break; case 81: bar = 9.09; break; case 82: bar = 9; break; case 83: bar = 8.9; break; case 84: bar = 8.81; break; case 85: bar = 8.71; break; case 86: bar = 8.62; break; case 87: bar = 8.53; break; case 88: bar = 8.45; break; case 89: bar = 8.36; break; case 90: bar = 8.28; break; case 91: bar = 8.2; break; case 92: bar = 8.12; break; case 93: bar = 8.04; break; case 94: bar = 7.96; break; case 95: bar = 7.89; break; case 96: bar = 7.81; break; case 97: bar = 7.74; break; case 98: bar = 7.67; break; case 99: bar = 7.6; break; case 100: bar = 7.53; break; case 101: bar = 7.46; break; case 102: bar = 7.4; break; case 103: bar = 7.33; break; case 104: bar = 7.27; break; case 105: bar = 7.2; break; case 106: bar = 7.14; break; case 107: bar = 7.08; break; case 108: bar = 7.02; break; case 109: bar = 6.96; break; case 110: bar = 6.9; break; case 111: bar = 6.85; break; case 112: bar = 6.79; break; case 113: bar = 6.74; break; case 114: bar = 6.68; break; case 115: bar = 6.63; break; case 116: bar = 6.57; break; case 117: bar = 6.52; break; case 118: bar = 6.47; break; case 119: bar = 6.42; break; case 120: bar = 6.37; break; case 121: bar = 6.32; break; case 122: bar = 6.27; break; case 123: bar = 6.23; break; case 124: bar = 6.18; break; case 125: bar = 6.13; break; case 126: bar = 6.09; break; case 127: bar = 6.04; break; case 128: bar = 6; break; case 129: bar = 5.95; break; case 130: bar = 5.91; break; case 131: bar = 5.87; break; case 132: bar = 5.83; break; case 133: bar = 5.79; break; case 134: bar = 5.75; break; case 135: bar = 5.71; break; case 136: bar = 5.67; break; case 137: bar = 5.63; break; case 138: bar = 5.59; break; case 139: bar = 5.55; break; case 140: bar = 5.51; break; case 141: bar = 5.47; break; case 142: bar = 5.44; break; case 143: bar = 5.4; break; case 144: bar = 5.37; break; case 145: bar = 5.33; break; case 146: bar = 5.3; break; case 147: bar = 5.26; break; case 148: bar = 5.23; break; case 149: bar = 5.19; break; case 150: bar = 5.16; break; case 151: bar = 5.13; break; case 152: bar = 5.09; break; case 153: bar = 5.06; break; case 154: bar = 5.03; break; case 155: bar = 5; break; case 156: bar = 4.97; break; case 157: bar = 4.94; break; case 158: bar = 4.91; break; case 159: bar = 4.88; break; case 160: bar = 4.85; break; case 161: bar = 4.82; break; case 162: bar = 4.79; break; case 163: bar = 4.76; break; case 164: bar = 4.73; break; case 165: bar = 4.7; break; case 166: bar = 4.68; break; case 167: bar = 4.65; break; case 168: bar = 4.62; break; case 169: bar = 4.59; break; case 170: bar = 4.57; break; case 171: bar = 4.54; break; case 172: bar = 4.52; break; case 173: bar = 4.49; break; case 174: bar = 4.46; break; case 175: bar = 4.44; break; case 176: bar = 4.41; break; case 177: bar = 4.39; break; case 178: bar = 4.36; break; case 179: bar = 4.34; break; case 180: bar = 4.32; break; case 181: bar = 4.29; break; case 182: bar = 4.27; break; case 183: bar = 4.25; break; case 184: bar = 4.22; break; case 185: bar = 4.2; break; case 186: bar = 4.18; break; case 187: bar = 4.15; break; case 188: bar = 4.13; break; case 189: bar = 4.11; break; case 190: bar = 4.09; break; case 191: bar = 4.07; break; case 192: bar = 4.05; break; case 193: bar = 4.02; break; case 194: bar = 4; break; case 195: bar = 3.98; break; case 196: bar = 3.96; break; case 197: bar = 3.94; break; case 198: bar = 3.92; break; case 199: bar = 3.9; break; case 200: bar = 3.88; break; case 201: bar = 3.86; break; case 202: bar = 3.84; break; case 203: bar = 3.82; break; case 204: bar = 3.8; break; case 205: bar = 3.78; break; case 206: bar = 3.77; break; case 207: bar = 3.75; break; case 208: bar = 3.73; break; case 209: bar = 3.71; break; case 210: bar = 3.69; break; case 211: bar = 3.67; break; case 212: bar = 3.66; break; case 213: bar = 3.64; break; case 214: bar = 3.62; break; case 215: bar = 3.6; break; case 216: bar = 3.59; break; case 217: bar = 3.57; break; case 218: bar = 3.55; break; case 219: bar = 3.53; break; case 220: bar = 3.52; break; case 221: bar = 3.5; break; case 222: bar = 3.48; break; case 223: bar = 3.47; break; case 224: bar = 3.45; break; case 225: bar = 3.44; break; case 226: bar = 3.42; break; case 227: bar = 3.4; break; case 228: bar = 3.39; break; case 229: bar = 3.37; break; case 230: bar = 3.36; break; case 231: bar = 3.34; break; case 232: bar = 3.33; break; case 233: bar = 3.31; break; case 234: bar = 3.3; break; case 235: bar = 3.28; break; case 236: bar = 3.27; break; case 237: bar = 3.25; break; case 238: bar = 3.24; break; case 239: bar = 3.22; break; case 240: bar = 3.21; break; case 241: bar = 3.19; break; case 242: bar = 3.18; break; case 243: bar = 3.17; break; case 244: bar = 3.15; break; case 245: bar = 3.14; break; case 246: bar = 3.12; break; case 247: bar = 3.11; break; case 248: bar = 3.1; break; case 249: bar = 3.08; break; case 250: bar = 3.07; break; case 251: bar = 3.06; break; case 252: bar = 3.04; break; case 253: bar = 3.03; break; case 254: bar = 3.02; break; case 255: bar = 3.01; break; case 256: bar = 2.99; break; case 257: bar = 2.98; break; case 258: bar = 2.97; break; case 259: bar = 2.96; break; case 260: bar = 2.94; break; case 261: bar = 2.93; break; case 262: bar = 2.92; break; case 263: bar = 2.91; break; case 264: bar = 2.89; break; case 265: bar = 2.88; break; case 266: bar = 2.87; break; case 267: bar = 2.86; break; case 268: bar = 2.85; break; case 269: bar = 2.83; break; case 270: bar = 2.82; break; case 271: bar = 2.81; break; case 272: bar = 2.8; break; case 273: bar = 2.79; break; case 274: bar = 2.78; break; case 275: bar = 2.77; break; case 276: bar = 2.76; break; case 277: bar = 2.74; break; case 278: bar = 2.73; break; case 279: bar = 2.72; break; case 280: bar = 2.71; break; case 281: bar = 2.7; break; case 282: bar = 2.69; break; case 283: bar = 2.68; break; case 284: bar = 2.67; break; case 285: bar = 2.66; break; case 286: bar = 2.65; break; case 287: bar = 2.64; break; case 288: bar = 2.63; break; case 289: bar = 2.62; break; case 290: bar = 2.61; break; case 291: bar = 2.6; break; case 292: bar = 2.59; break; case 293: bar = 2.58; break; case 294: bar = 2.57; break; case 295: bar = 2.56; break; case 296: bar = 2.55; break; case 297: bar = 2.54; break; case 298: bar = 2.53; break; case 299: bar = 2.52; break; case 300: bar = 2.51; break; case 301: bar = 2.5; break; case 302: bar = 2.49; break; case 303: bar = 2.48; break; case 304: bar = 2.47; break; case 305: bar = 2.46; break; case 306: bar = 2.45; break; case 307: bar = 2.44; break; case 308: bar = 2.43; break; case 309: bar = 2.42; break; case 310: bar = 2.41; break; case 311: bar = 2.41; break; case 312: bar = 2.4; break; case 313: bar = 2.39; break; case 314: bar = 2.38; break; case 315: bar = 2.37; break; case 316: bar = 2.36; break; case 317: bar = 2.35; break; case 318: bar = 2.34; break; case 319: bar = 2.34; break; case 320: bar = 2.33; break; case 321: bar = 2.32; break; case 322: bar = 2.31; break; case 323: bar = 2.3; break; case 324: bar = 2.29; break; case 325: bar = 2.28; break; case 326: bar = 2.28; break; case 327: bar = 2.27; break; case 328: bar = 2.26; break; case 329: bar = 2.25; break; case 330: bar = 2.24; break; case 331: bar = 2.24; break; case 332: bar = 2.23; break; case 333: bar = 2.22; break; case 334: bar = 2.21; break; case 335: bar = 2.2; break; case 336: bar = 2.2; break; case 337: bar = 2.19; break; case 338: bar = 2.18; break; case 339: bar = 2.17; break; case 340: bar = 2.17; break; case 341: bar = 2.16; break; case 342: bar = 2.15; break; case 343: bar = 2.14; break; case 344: bar = 2.13; break; case 345: bar = 2.13; break; case 346: bar = 2.12; break; case 347: bar = 2.11; break; case 348: bar = 2.11; break; case 349: bar = 2.1; break; case 350: bar = 2.09; break; case 351: bar = 2.08; break; case 352: bar = 2.08; break; case 353: bar = 2.07; break; case 354: bar = 2.06; break; case 355: bar = 2.05; break; case 356: bar = 2.05; break; case 357: bar = 2.04; break; case 358: bar = 2.03; break; case 359: bar = 2.03; break; case 360: bar = 2.02; break; case 361: bar = 2.01; break; case 362: bar = 2.01; break; case 363: bar = 2; break; case 364: bar = 1.99; break; case 365: bar = 1.99; break; case 366: bar = 1.98; break; case 367: bar = 1.97; break; case 368: bar = 1.97; break; case 369: bar = 1.96; break; case 370: bar = 1.95; break; case 371: bar = 1.95; break; case 372: bar = 1.94; break; case 373: bar = 1.93; break; case 374: bar = 1.93; break; case 375: bar = 1.92; break; case 376: bar = 1.91; break; case 377: bar = 1.91; break; case 378: bar = 1.9; break; case 379: bar = 1.89; break; case 380: bar = 1.89; break; case 381: bar = 1.88; break; case 382: bar = 1.88; break; case 383: bar = 1.87; break; case 384: bar = 1.86; break; case 385: bar = 1.86; break; case 386: bar = 1.85; break; case 387: bar = 1.85; break; case 388: bar = 1.84; break; case 389: bar = 1.83; break; case 390: bar = 1.83; break; case 391: bar = 1.82; break; case 392: bar = 1.82; break; case 393: bar = 1.81; break; case 394: bar = 1.8; break; case 395: bar = 1.8; break; case 396: bar = 1.79; break; case 397: bar = 1.79; break; case 398: bar = 1.78; break; case 399: bar = 1.77; break; case 400: bar = 1.77; break; case 401: bar = 1.76; break; case 402: bar = 1.76; break; case 403: bar = 1.75; break; case 404: bar = 1.75; break; case 405: bar = 1.74; break; case 406: bar = 1.73; break; case 407: bar = 1.73; break; case 408: bar = 1.72; break; case 409: bar = 1.72; break; case 410: bar = 1.71; break; case 411: bar = 1.71; break; case 412: bar = 1.7; break; case 413: bar = 1.7; break; case 414: bar = 1.69; break; case 415: bar = 1.69; break; case 416: bar = 1.68; break; case 417: bar = 1.67; break; case 418: bar = 1.67; break; case 419: bar = 1.66; break; case 420: bar = 1.66; break; case 421: bar = 1.65; break; case 422: bar = 1.65; break; case 423: bar = 1.64; break; case 424: bar = 1.64; break; case 425: bar = 1.63; break; case 426: bar = 1.63; break; case 427: bar = 1.62; break; case 428: bar = 1.62; break; case 429: bar = 1.61; break; case 430: bar = 1.61; break; case 431: bar = 1.6; break; case 432: bar = 1.6; break; case 433: bar = 1.59; break; case 434: bar = 1.59; break; case 435: bar = 1.58; break; case 436: bar = 1.58; break; case 437: bar = 1.57; break; case 438: bar = 1.57; break; case 439: bar = 1.56; break; case 440: bar = 1.56; break; case 441: bar = 1.55; break; case 442: bar = 1.55; break; case 443: bar = 1.54; break; case 444: bar = 1.54; break; case 445: bar = 1.53; break; case 446: bar = 1.53; break; case 447: bar = 1.53; break; case 448: bar = 1.52; break; case 449: bar = 1.52; break; case 450: bar = 1.51; break; case 451: bar = 1.51; break; case 452: bar = 1.5; break; case 453: bar = 1.5; break; case 454: bar = 1.49; break; case 455: bar = 1.49; break; case 456: bar = 1.48; break; case 457: bar = 1.48; break; case 458: bar = 1.47; break; case 459: bar = 1.47; break; case 460: bar = 1.47; break; case 461: bar = 1.46; break; case 462: bar = 1.46; break; case 463: bar = 1.45; break; case 464: bar = 1.45; break; case 465: bar = 1.44; break; case 466: bar = 1.44; break; case 467: bar = 1.44; break; case 468: bar = 1.43; break; case 469: bar = 1.43; break; case 470: bar = 1.42; break; case 471: bar = 1.42; break; case 472: bar = 1.41; break; case 473: bar = 1.41; break; case 474: bar = 1.41; break; case 475: bar = 1.4; break; case 476: bar = 1.4; break; case 477: bar = 1.39; break; case 478: bar = 1.39; break; case 479: bar = 1.38; break; case 480: bar = 1.38; break; case 481: bar = 1.38; break; case 482: bar = 1.37; break; case 483: bar = 1.37; break; case 484: bar = 1.36; break; case 485: bar = 1.36; break; case 486: bar = 1.36; break; case 487: bar = 1.35; break; case 488: bar = 1.35; break; case 489: bar = 1.34; break; case 490: bar = 1.34; break; case 491: bar = 1.34; break; case 492: bar = 1.33; break; case 493: bar = 1.33; break; case 494: bar = 1.32; break; case 495: bar = 1.32; break; case 496: bar = 1.32; break; case 497: bar = 1.31; break; case 498: bar = 1.31; break; case 499: bar = 1.3; break; case 500: bar = 1.3; break; case 501: bar = 1.3; break; case 502: bar = 1.29; break; case 503: bar = 1.29; break; case 504: bar = 1.29; break; case 505: bar = 1.28; break; case 506: bar = 1.28; break; case 507: bar = 1.27; break; case 508: bar = 1.27; break; case 509: bar = 1.27; break; case 510: bar = 1.26; break; case 511: bar = 1.26; break; case 512: bar = 1.26; break; case 513: bar = 1.25; break; case 514: bar = 1.25; break; case 515: bar = 1.24; break; case 516: bar = 1.24; break; case 517: bar = 1.24; break; case 518: bar = 1.23; break; case 519: bar = 1.23; break; case 520: bar = 1.23; break; case 521: bar = 1.22; break; case 522: bar = 1.22; break; case 523: bar = 1.22; break; case 524: bar = 1.21; break; case 525: bar = 1.21; break; case 526: bar = 1.21; break; case 527: bar = 1.2; break; case 528: bar = 1.2; break; case 529: bar = 1.2; break; case 530: bar = 1.19; break; case 531: bar = 1.19; break; case 532: bar = 1.18; break; case 533: bar = 1.18; break; case 534: bar = 1.18; break; case 535: bar = 1.17; break; case 536: bar = 1.17; break; case 537: bar = 1.17; break; case 538: bar = 1.16; break; case 539: bar = 1.16; break; case 540: bar = 1.16; break; case 541: bar = 1.15; break; case 542: bar = 1.15; break; case 543: bar = 1.15; break; case 544: bar = 1.14; break; case 545: bar = 1.14; break; case 546: bar = 1.14; break; case 547: bar = 1.13; break; case 548: bar = 1.13; break; case 549: bar = 1.13; break; case 550: bar = 1.12; break; case 551: bar = 1.12; break; case 552: bar = 1.12; break; case 553: bar = 1.12; break; case 554: bar = 1.11; break; case 555: bar = 1.11; break; case 556: bar = 1.11; break; case 557: bar = 1.1; break; case 558: bar = 1.1; break; case 559: bar = 1.1; break; case 560: bar = 1.09; break; case 561: bar = 1.09; break; case 562: bar = 1.09; break; case 563: bar = 1.08; break; case 564: bar = 1.08; break; case 565: bar = 1.08; break; case 566: bar = 1.07; break; case 567: bar = 1.07; break; case 568: bar = 1.07; break; case 569: bar = 1.07; break; case 570: bar = 1.06; break; case 571: bar = 1.06; break; case 572: bar = 1.06; break; case 573: bar = 1.05; break; case 574: bar = 1.05; break; case 575: bar = 1.05; break; case 576: bar = 1.04; break; case 577: bar = 1.04; break; case 578: bar = 1.04; break; case 579: bar = 1.04; break; case 580: bar = 1.03; break; case 581: bar = 1.03; break; case 582: bar = 1.03; break; case 583: bar = 1.02; break; case 584: bar = 1.02; break; case 585: bar = 1.02; break; case 586: bar = 1.02; break; case 587: bar = 1.01; break; case 588: bar = 1.01; break; case 589: bar = 1.01; break; case 590: bar = 1; break; case 591: bar = 1; break; case 592: bar = 1; break; case 593: bar = 1; break; case 594: bar = 0.99; break; case 595: bar = 0.99; break; case 596: bar = 0.99; break; case 597: bar = 0.98; break; case 598: bar = 0.98; break; case 599: bar = 0.98; break; case 600: bar = 0.98; break; case 601: bar = 0.97; break; case 602: bar = 0.97; break; case 603: bar = 0.97; break; case 604: bar = 0.96; break; case 605: bar = 0.96; break; case 606: bar = 0.96; break; case 607: bar = 0.96; break; case 608: bar = 0.95; break; case 609: bar = 0.95; break; case 610: bar = 0.95; break; case 611: bar = 0.95; break; case 612: bar = 0.94; break; case 613: bar = 0.94; break; case 614: bar = 0.94; break; case 615: bar = 0.94; break; case 616: bar = 0.93; break; case 617: bar = 0.93; break; case 618: bar = 0.93; break; case 619: bar = 0.92; break; case 620: bar = 0.92; break; case 621: bar = 0.92; break; case 622: bar = 0.92; break; case 623: bar = 0.91; break; case 624: bar = 0.91; break; case 625: bar = 0.91; break; case 626: bar = 0.91; break; case 627: bar = 0.9; break; case 628: bar = 0.9; break; case 629: bar = 0.9; break; case 630: bar = 0.9; break; case 631: bar = 0.89; break; case 632: bar = 0.89; break; case 633: bar = 0.89; break; case 634: bar = 0.89; break; case 635: bar = 0.88; break; case 636: bar = 0.88; break; case 637: bar = 0.88; break; case 638: bar = 0.88; break; case 639: bar = 0.87; break; case 640: bar = 0.87; break; case 641: bar = 0.87; break; case 642: bar = 0.87; break; case 643: bar = 0.86; break; case 644: bar = 0.86; break; case 645: bar = 0.86; break; case 646: bar = 0.86; break; case 647: bar = 0.85; break; case 648: bar = 0.85; break; case 649: bar = 0.85; break; case 650: bar = 0.85; break; case 651: bar = 0.84; break; case 652: bar = 0.84; break; case 653: bar = 0.84; break; case 654: bar = 0.84; break; case 655: bar = 0.84; break; case 656: bar = 0.83; break; case 657: bar = 0.83; break; case 658: bar = 0.83; break; case 659: bar = 0.83; break; case 660: bar = 0.82; break; case 661: bar = 0.82; break; case 662: bar = 0.82; break; case 663: bar = 0.82; break; case 664: bar = 0.81; break; case 665: bar = 0.81; break; case 666: bar = 0.81; break; case 667: bar = 0.81; break; case 668: bar = 0.81; break; case 669: bar = 0.8; break; case 670: bar = 0.8; break; case 671: bar = 0.8; break; case 672: bar = 0.8; break; case 673: bar = 0.79; break; case 674: bar = 0.79; break; case 675: bar = 0.79; break; case 676: bar = 0.79; break; case 677: bar = 0.78; break; case 678: bar = 0.78; break; case 679: bar = 0.78; break; case 680: bar = 0.78; break; case 681: bar = 0.78; break; case 682: bar = 0.77; break; case 683: bar = 0.77; break; case 684: bar = 0.77; break; case 685: bar = 0.77; break; case 686: bar = 0.77; break; case 687: bar = 0.76; break; case 688: bar = 0.76; break; case 689: bar = 0.76; break; case 690: bar = 0.76; break; case 691: bar = 0.75; break; case 692: bar = 0.75; break; case 693: bar = 0.75; break; case 694: bar = 0.75; break; case 695: bar = 0.75; break; case 696: bar = 0.74; break; case 697: bar = 0.74; break; case 698: bar = 0.74; break; case 699: bar = 0.74; break; case 700: bar = 0.74; break; case 701: bar = 0.73; break; case 702: bar = 0.73; break; case 703: bar = 0.73; break; case 704: bar = 0.73; break; case 705: bar = 0.72; break; case 706: bar = 0.72; break; case 707: bar = 0.72; break; case 708: bar = 0.72; break; case 709: bar = 0.72; break; case 710: bar = 0.71; break; case 711: bar = 0.71; break; case 712: bar = 0.71; break; case 713: bar = 0.71; break; case 714: bar = 0.71; break; case 715: bar = 0.7; break; case 716: bar = 0.7; break; case 717: bar = 0.7; break; case 718: bar = 0.7; break; case 719: bar = 0.7; break; case 720: bar = 0.69; break; case 721: bar = 0.69; break; case 722: bar = 0.69; break; case 723: bar = 0.69; break; case 724: bar = 0.69; break; case 725: bar = 0.68; break; case 726: bar = 0.68; break; case 727: bar = 0.68; break; case 728: bar = 0.68; break; case 729: bar = 0.68; break; case 730: bar = 0.67; break; case 731: bar = 0.67; break; case 732: bar = 0.67; break; case 733: bar = 0.67; break; case 734: bar = 0.67; break; case 735: bar = 0.67; break; case 736: bar = 0.66; break; case 737: bar = 0.66; break; case 738: bar = 0.66; break; case 739: bar = 0.66; break; case 740: bar = 0.66; break; case 741: bar = 0.65; break; case 742: bar = 0.65; break; case 743: bar = 0.65; break; case 744: bar = 0.65; break; case 745: bar = 0.65; break; case 746: bar = 0.64; break; case 747: bar = 0.64; break; case 748: bar = 0.64; break; case 749: bar = 0.64; break; case 750: bar = 0.64; break; case 751: bar = 0.64; break; case 752: bar = 0.63; break; case 753: bar = 0.63; break; case 754: bar = 0.63; break; case 755: bar = 0.63; break; case 756: bar = 0.63; break; case 757: bar = 0.62; break; case 758: bar = 0.62; break; case 759: bar = 0.62; break; case 760: bar = 0.62; break; case 761: bar = 0.62; break; case 762: bar = 0.61; break; case 763: bar = 0.61; break; case 764: bar = 0.61; break; case 765: bar = 0.61; break; case 766: bar = 0.61; break; case 767: bar = 0.61; break; case 768: bar = 0.6; break; case 769: bar = 0.6; break; case 770: bar = 0.6; break; case 771: bar = 0.6; break; case 772: bar = 0.6; break; case 773: bar = 0.6; break; case 774: bar = 0.59; break; case 775: bar = 0.59; break; case 776: bar = 0.59; break; case 777: bar = 0.59; break; case 778: bar = 0.59; break; case 779: bar = 0.59; break; case 780: bar = 0.58; break; case 781: bar = 0.58; break; case 782: bar = 0.58; break; case 783: bar = 0.58; break; case 784: bar = 0.58; break; case 785: bar = 0.57; break; case 786: bar = 0.57; break; case 787: bar = 0.57; break; case 788: bar = 0.57; break; case 789: bar = 0.57; break; case 790: bar = 0.57; break; case 791: bar = 0.56; break; case 792: bar = 0.56; break; case 793: bar = 0.56; break; case 794: bar = 0.56; break; case 795: bar = 0.56; break; case 796: bar = 0.56; break; case 797: bar = 0.55; break; case 798: bar = 0.55; break; case 799: bar = 0.55; break; case 800: bar = 0.55; break; case 801: bar = 0.55; break; case 802: bar = 0.55; break; case 803: bar = 0.54; break; case 804: bar = 0.54; break; case 805: bar = 0.54; break; case 806: bar = 0.54; break; case 807: bar = 0.54; break; case 808: bar = 0.54; break; case 809: bar = 0.53; break; case 810: bar = 0.53; break; case 811: bar = 0.53; break; case 812: bar = 0.53; break; case 813: bar = 0.53; break; case 814: bar = 0.53; break; case 815: bar = 0.53; break; case 816: bar = 0.52; break; case 817: bar = 0.52; break; case 818: bar = 0.52; break; case 819: bar = 0.52; break; case 820: bar = 0.52; break; case 821: bar = 0.52; break; case 822: bar = 0.51; break; case 823: bar = 0.51; break; case 824: bar = 0.51; break; case 825: bar = 0.51; break; case 826: bar = 0.51; break; case 827: bar = 0.51; break; case 828: bar = 0.5; break; case 829: bar = 0.5; break; case 830: bar = 0.5; break; case 831: bar = 0.5; break; case 832: bar = 0.5; break; case 833: bar = 0.5; break; case 834: bar = 0.5; break; case 835: bar = 0.49; break; case 836: bar = 0.49; break; case 837: bar = 0.49; break; case 838: bar = 0.49; break; case 839: bar = 0.49; break; case 840: bar = 0.49; break; case 841: bar = 0.48; break; case 842: bar = 0.48; break; case 843: bar = 0.48; break; case 844: bar = 0.48; break; case 845: bar = 0.48; break; case 846: bar = 0.48; break; case 847: bar = 0.48; break; case 848: bar = 0.47; break; case 849: bar = 0.47; break; case 850: bar = 0.47; break; case 851: bar = 0.47; break; case 852: bar = 0.47; break; case 853: bar = 0.47; break; case 854: bar = 0.47; break; case 855: bar = 0.46; break; case 856: bar = 0.46; break; case 857: bar = 0.46; break; case 858: bar = 0.46; break; case 859: bar = 0.46; break; case 860: bar = 0.46; break; case 861: bar = 0.46; break; case 862: bar = 0.45; break; case 863: bar = 0.45; break; case 864: bar = 0.45; break; case 865: bar = 0.45; break; case 866: bar = 0.45; break; case 867: bar = 0.45; break; case 868: bar = 0.45; break; case 869: bar = 0.44; break; case 870: bar = 0.44; break; case 871: bar = 0.44; break; case 872: bar = 0.44; break; case 873: bar = 0.44; break; case 874: bar = 0.44; break; case 875: bar = 0.44; break; case 876: bar = 0.43; break; case 877: bar = 0.43; break; case 878: bar = 0.43; break; case 879: bar = 0.43; break; case 880: bar = 0.43; break; case 881: bar = 0.43; break; case 882: bar = 0.43; break; case 883: bar = 0.42; break; case 884: bar = 0.42; break; case 885: bar = 0.42; break; case 886: bar = 0.42; break; case 887: bar = 0.42; break; case 888: bar = 0.42; break; case 889: bar = 0.42; break; case 890: bar = 0.41; break; case 891: bar = 0.41; break; case 892: bar = 0.41; break; case 893: bar = 0.41; break; case 894: bar = 0.41; break; case 895: bar = 0.41; break; case 896: bar = 0.41; break; case 897: bar = 0.41; break; case 898: bar = 0.4; break; case 899: bar = 0.4; break; case 900: bar = 0.4; break; case 901: bar = 0.4; break; case 902: bar = 0.4; break; case 903: bar = 0.4; break; case 904: bar = 0.4; break; case 905: bar = 0.39; break; case 906: bar = 0.39; break; case 907: bar = 0.39; break; case 908: bar = 0.39; break; case 909: bar = 0.39; break; case 910: bar = 0.39; break; case 911: bar = 0.39; break; case 912: bar = 0.39; break; case 913: bar = 0.38; break; case 914: bar = 0.38; break; case 915: bar = 0.38; break; case 916: bar = 0.38; break; case 917: bar = 0.38; break; case 918: bar = 0.38; break; case 919: bar = 0.38; break; case 920: bar = 0.38; break; case 921: bar = 0.37; break; case 922: bar = 0.37; break; case 923: bar = 0.37; break; case 924: bar = 0.37; break; case 925: bar = 0.37; break; case 926: bar = 0.37; break; case 927: bar = 0.37; break; case 928: bar = 0.37; break; case 929: bar = 0.36; break; case 930: bar = 0.36; break; case 931: bar = 0.36; break; case 932: bar = 0.36; break; case 933: bar = 0.36; break; case 934: bar = 0.36; break; case 935: bar = 0.36; break; case 936: bar = 0.36; break; case 937: bar = 0.35; break; case 938: bar = 0.35; break; case 939: bar = 0.35; break; case 940: bar = 0.35; break; case 941: bar = 0.35; break; case 942: bar = 0.35; break; case 943: bar = 0.35; break; case 944: bar = 0.35; break; case 945: bar = 0.34; break; case 946: bar = 0.34; break; case 947: bar = 0.34; break; case 948: bar = 0.34; break; case 949: bar = 0.34; break; case 950: bar = 0.34; break; case 951: bar = 0.34; break; case 952: bar = 0.34; break; case 953: bar = 0.33; break; case 954: bar = 0.33; break; case 955: bar = 0.33; break; case 956: bar = 0.33; break; case 957: bar = 0.33; break; case 958: bar = 0.33; break; case 959: bar = 0.33; break; case 960: bar = 0.33; break; case 961: bar = 0.32; break; case 962: bar = 0.32; break; case 963: bar = 0.32; break; case 964: bar = 0.32; break; case 965: bar = 0.32; break; case 966: bar = 0.32; break; case 967: bar = 0.32; break; case 968: bar = 0.32; break; case 969: bar = 0.32; break; case 970: bar = 0.31; break; case 971: bar = 0.31; break; case 972: bar = 0.31; break; case 973: bar = 0.31; break; case 974: bar = 0.31; break; case 975: bar = 0.31; break; case 976: bar = 0.31; break; case 977: bar = 0.31; break; case 978: bar = 0.3; break; case 979: bar = 0.3; break; case 980: bar = 0.3; break; case 981: bar = 0.3; break; case 982: bar = 0.3; break; case 983: bar = 0.3; break; case 984: bar = 0.3; break; case 985: bar = 0.3; break; case 986: bar = 0.3; break; case 987: bar = 0.29; break; case 988: bar = 0.29; break; case 989: bar = 0.29; break; case 990: bar = 0.29; break; case 991: bar = 0.29; break; case 992: bar = 0.29; break; case 993: bar = 0.29; break; case 994: bar = 0.29; break; case 995: bar = 0.29; break; case 996: bar = 0.28; break; case 997: bar = 0.28; break; case 998: bar = 0.28; break; case 999: bar = 0.28; break; case 1000: bar = 0.28; break; case 1001: bar = 0.28; break; case 1002: bar = 0.28; break; case 1003: bar = 0.28; break; case 1004: bar = 0.28; break; case 1005: bar = 0.27; break; case 1006: bar = 0.27; break; case 1007: bar = 0.27; break; case 1008: bar = 0.27; break; case 1009: bar = 0.27; break; case 1010: bar = 0.27; break; case 1011: bar = 0.27; break; case 1012: bar = 0.27; break; case 1013: bar = 0.27; break; case 1014: bar = 0.26; break; case 1015: bar = 0.26; break; case 1016: bar = 0.26; break; case 1017: bar = 0.26; break; case 1018: bar = 0.26; break; case 1019: bar = 0.26; break; case 1020: bar = 0.26; break; case 1021: bar = 0.26; break; case 1022: bar = 0.26; break; case 1023: bar = 0.26; break; case 1024: bar = 0.25; break;
case 55: bar = 12.73; break; | case 55: bar = 12.73; break; case 56: bar = 12.53; break; case 57: bar = 12.34; break; case 58: bar = 12.16; break; case 59: bar = 11.98; break; case 60: bar = 11.81; break; case 61: bar = 11.65; break; case 62: bar = 11.48; break; case 63: bar = 11.33; break; case 64: bar = 11.17; break; case 65: bar = 11.02; break; case 66: bar = 10.88; break; case 67: bar = 10.74; break; case 68: bar = 10.6; break; case 69: bar = 10.47; break; case 70: bar = 10.34; break; case 71: bar = 10.21; break; case 72: bar = 10.09; break; case 73: bar = 9.97; break; case 74: bar = 9.85; break; case 75: bar = 9.73; break; case 76: bar = 9.62; break; case 77: bar = 9.51; break; case 78: bar = 9.4; break; case 79: bar = 9.3; break; case 80: bar = 9.19; break; case 81: bar = 9.09; break; case 82: bar = 9; break; case 83: bar = 8.9; break; case 84: bar = 8.81; break; case 85: bar = 8.71; break; case 86: bar = 8.62; break; case 87: bar = 8.53; break; case 88: bar = 8.45; break; case 89: bar = 8.36; break; case 90: bar = 8.28; break; case 91: bar = 8.2; break; case 92: bar = 8.12; break; case 93: bar = 8.04; break; case 94: bar = 7.96; break; case 95: bar = 7.89; break; case 96: bar = 7.81; break; case 97: bar = 7.74; break; case 98: bar = 7.67; break; case 99: bar = 7.6; break; case 100: bar = 7.53; break; case 101: bar = 7.46; break; case 102: bar = 7.4; break; case 103: bar = 7.33; break; case 104: bar = 7.27; break; case 105: bar = 7.2; break; case 106: bar = 7.14; break; case 107: bar = 7.08; break; case 108: bar = 7.02; break; case 109: bar = 6.96; break; case 110: bar = 6.9; break; case 111: bar = 6.85; break; case 112: bar = 6.79; break; case 113: bar = 6.74; break; case 114: bar = 6.68; break; case 115: bar = 6.63; break; case 116: bar = 6.57; break; case 117: bar = 6.52; break; case 118: bar = 6.47; break; case 119: bar = 6.42; break; case 120: bar = 6.37; break; case 121: bar = 6.32; break; case 122: bar = 6.27; break; case 123: bar = 6.23; break; case 124: bar = 6.18; break; case 125: bar = 6.13; break; case 126: bar = 6.09; break; case 127: bar = 6.04; break; case 128: bar = 6; break; case 129: bar = 5.95; break; case 130: bar = 5.91; break; case 131: bar = 5.87; break; case 132: bar = 5.83; break; case 133: bar = 5.79; break; case 134: bar = 5.75; break; case 135: bar = 5.71; break; case 136: bar = 5.67; break; case 137: bar = 5.63; break; case 138: bar = 5.59; break; case 139: bar = 5.55; break; case 140: bar = 5.51; break; case 141: bar = 5.47; break; case 142: bar = 5.44; break; case 143: bar = 5.4; break; case 144: bar = 5.37; break; case 145: bar = 5.33; break; case 146: bar = 5.3; break; case 147: bar = 5.26; break; case 148: bar = 5.23; break; case 149: bar = 5.19; break; case 150: bar = 5.16; break; case 151: bar = 5.13; break; case 152: bar = 5.09; break; case 153: bar = 5.06; break; case 154: bar = 5.03; break; case 155: bar = 5; break; case 156: bar = 4.97; break; case 157: bar = 4.94; break; case 158: bar = 4.91; break; case 159: bar = 4.88; break; case 160: bar = 4.85; break; case 161: bar = 4.82; break; case 162: bar = 4.79; break; case 163: bar = 4.76; break; case 164: bar = 4.73; break; case 165: bar = 4.7; break; case 166: bar = 4.68; break; case 167: bar = 4.65; break; case 168: bar = 4.62; break; case 169: bar = 4.59; break; case 170: bar = 4.57; break; case 171: bar = 4.54; break; case 172: bar = 4.52; break; case 173: bar = 4.49; break; case 174: bar = 4.46; break; case 175: bar = 4.44; break; case 176: bar = 4.41; break; case 177: bar = 4.39; break; case 178: bar = 4.36; break; case 179: bar = 4.34; break; case 180: bar = 4.32; break; case 181: bar = 4.29; break; case 182: bar = 4.27; break; case 183: bar = 4.25; break; case 184: bar = 4.22; break; case 185: bar = 4.2; break; case 186: bar = 4.18; break; case 187: bar = 4.15; break; case 188: bar = 4.13; break; case 189: bar = 4.11; break; case 190: bar = 4.09; break; case 191: bar = 4.07; break; case 192: bar = 4.05; break; case 193: bar = 4.02; break; case 194: bar = 4; break; case 195: bar = 3.98; break; case 196: bar = 3.96; break; case 197: bar = 3.94; break; case 198: bar = 3.92; break; case 199: bar = 3.9; break; case 200: bar = 3.88; break; case 201: bar = 3.86; break; case 202: bar = 3.84; break; case 203: bar = 3.82; break; case 204: bar = 3.8; break; case 205: bar = 3.78; break; case 206: bar = 3.77; break; case 207: bar = 3.75; break; case 208: bar = 3.73; break; case 209: bar = 3.71; break; case 210: bar = 3.69; break; case 211: bar = 3.67; break; case 212: bar = 3.66; break; case 213: bar = 3.64; break; case 214: bar = 3.62; break; case 215: bar = 3.6; break; case 216: bar = 3.59; break; case 217: bar = 3.57; break; case 218: bar = 3.55; break; case 219: bar = 3.53; break; case 220: bar = 3.52; break; case 221: bar = 3.5; break; case 222: bar = 3.48; break; case 223: bar = 3.47; break; case 224: bar = 3.45; break; case 225: bar = 3.44; break; case 226: bar = 3.42; break; case 227: bar = 3.4; break; case 228: bar = 3.39; break; case 229: bar = 3.37; break; case 230: bar = 3.36; break; case 231: bar = 3.34; break; case 232: bar = 3.33; break; case 233: bar = 3.31; break; case 234: bar = 3.3; break; case 235: bar = 3.28; break; case 236: bar = 3.27; break; case 237: bar = 3.25; break; case 238: bar = 3.24; break; case 239: bar = 3.22; break; case 240: bar = 3.21; break; case 241: bar = 3.19; break; case 242: bar = 3.18; break; case 243: bar = 3.17; break; case 244: bar = 3.15; break; case 245: bar = 3.14; break; case 246: bar = 3.12; break; case 247: bar = 3.11; break; case 248: bar = 3.1; break; case 249: bar = 3.08; break; case 250: bar = 3.07; break; case 251: bar = 3.06; break; case 252: bar = 3.04; break; case 253: bar = 3.03; break; case 254: bar = 3.02; break; case 255: bar = 3.01; break; case 256: bar = 2.99; break; case 257: bar = 2.98; break; case 258: bar = 2.97; break; case 259: bar = 2.96; break; case 260: bar = 2.94; break; case 261: bar = 2.93; break; case 262: bar = 2.92; break; case 263: bar = 2.91; break; case 264: bar = 2.89; break; case 265: bar = 2.88; break; case 266: bar = 2.87; break; case 267: bar = 2.86; break; case 268: bar = 2.85; break; case 269: bar = 2.83; break; case 270: bar = 2.82; break; case 271: bar = 2.81; break; case 272: bar = 2.8; break; case 273: bar = 2.79; break; case 274: bar = 2.78; break; case 275: bar = 2.77; break; case 276: bar = 2.76; break; case 277: bar = 2.74; break; case 278: bar = 2.73; break; case 279: bar = 2.72; break; case 280: bar = 2.71; break; case 281: bar = 2.7; break; case 282: bar = 2.69; break; case 283: bar = 2.68; break; case 284: bar = 2.67; break; case 285: bar = 2.66; break; case 286: bar = 2.65; break; case 287: bar = 2.64; break; case 288: bar = 2.63; break; case 289: bar = 2.62; break; case 290: bar = 2.61; break; case 291: bar = 2.6; break; case 292: bar = 2.59; break; case 293: bar = 2.58; break; case 294: bar = 2.57; break; case 295: bar = 2.56; break; case 296: bar = 2.55; break; case 297: bar = 2.54; break; case 298: bar = 2.53; break; case 299: bar = 2.52; break; case 300: bar = 2.51; break; case 301: bar = 2.5; break; case 302: bar = 2.49; break; case 303: bar = 2.48; break; case 304: bar = 2.47; break; case 305: bar = 2.46; break; case 306: bar = 2.45; break; case 307: bar = 2.44; break; case 308: bar = 2.43; break; case 309: bar = 2.42; break; case 310: bar = 2.41; break; case 311: bar = 2.41; break; case 312: bar = 2.4; break; case 313: bar = 2.39; break; case 314: bar = 2.38; break; case 315: bar = 2.37; break; case 316: bar = 2.36; break; case 317: bar = 2.35; break; case 318: bar = 2.34; break; case 319: bar = 2.34; break; case 320: bar = 2.33; break; case 321: bar = 2.32; break; case 322: bar = 2.31; break; case 323: bar = 2.3; break; case 324: bar = 2.29; break; case 325: bar = 2.28; break; case 326: bar = 2.28; break; case 327: bar = 2.27; break; case 328: bar = 2.26; break; case 329: bar = 2.25; break; case 330: bar = 2.24; break; case 331: bar = 2.24; break; case 332: bar = 2.23; break; case 333: bar = 2.22; break; case 334: bar = 2.21; break; case 335: bar = 2.2; break; case 336: bar = 2.2; break; case 337: bar = 2.19; break; case 338: bar = 2.18; break; case 339: bar = 2.17; break; case 340: bar = 2.17; break; case 341: bar = 2.16; break; case 342: bar = 2.15; break; case 343: bar = 2.14; break; case 344: bar = 2.13; break; case 345: bar = 2.13; break; case 346: bar = 2.12; break; case 347: bar = 2.11; break; case 348: bar = 2.11; break; case 349: bar = 2.1; break; case 350: bar = 2.09; break; case 351: bar = 2.08; break; case 352: bar = 2.08; break; case 353: bar = 2.07; break; case 354: bar = 2.06; break; case 355: bar = 2.05; break; case 356: bar = 2.05; break; case 357: bar = 2.04; break; case 358: bar = 2.03; break; case 359: bar = 2.03; break; case 360: bar = 2.02; break; case 361: bar = 2.01; break; case 362: bar = 2.01; break; case 363: bar = 2; break; case 364: bar = 1.99; break; case 365: bar = 1.99; break; case 366: bar = 1.98; break; case 367: bar = 1.97; break; case 368: bar = 1.97; break; case 369: bar = 1.96; break; case 370: bar = 1.95; break; case 371: bar = 1.95; break; case 372: bar = 1.94; break; case 373: bar = 1.93; break; case 374: bar = 1.93; break; case 375: bar = 1.92; break; case 376: bar = 1.91; break; case 377: bar = 1.91; break; case 378: bar = 1.9; break; case 379: bar = 1.89; break; case 380: bar = 1.89; break; case 381: bar = 1.88; break; case 382: bar = 1.88; break; case 383: bar = 1.87; break; case 384: bar = 1.86; break; case 385: bar = 1.86; break; case 386: bar = 1.85; break; case 387: bar = 1.85; break; case 388: bar = 1.84; break; case 389: bar = 1.83; break; case 390: bar = 1.83; break; case 391: bar = 1.82; break; case 392: bar = 1.82; break; case 393: bar = 1.81; break; case 394: bar = 1.8; break; case 395: bar = 1.8; break; case 396: bar = 1.79; break; case 397: bar = 1.79; break; case 398: bar = 1.78; break; case 399: bar = 1.77; break; case 400: bar = 1.77; break; case 401: bar = 1.76; break; case 402: bar = 1.76; break; case 403: bar = 1.75; break; case 404: bar = 1.75; break; case 405: bar = 1.74; break; case 406: bar = 1.73; break; case 407: bar = 1.73; break; case 408: bar = 1.72; break; case 409: bar = 1.72; break; case 410: bar = 1.71; break; case 411: bar = 1.71; break; case 412: bar = 1.7; break; case 413: bar = 1.7; break; case 414: bar = 1.69; break; case 415: bar = 1.69; break; case 416: bar = 1.68; break; case 417: bar = 1.67; break; case 418: bar = 1.67; break; case 419: bar = 1.66; break; case 420: bar = 1.66; break; case 421: bar = 1.65; break; case 422: bar = 1.65; break; case 423: bar = 1.64; break; case 424: bar = 1.64; break; case 425: bar = 1.63; break; case 426: bar = 1.63; break; case 427: bar = 1.62; break; case 428: bar = 1.62; break; case 429: bar = 1.61; break; case 430: bar = 1.61; break; case 431: bar = 1.6; break; case 432: bar = 1.6; break; case 433: bar = 1.59; break; case 434: bar = 1.59; break; case 435: bar = 1.58; break; case 436: bar = 1.58; break; case 437: bar = 1.57; break; case 438: bar = 1.57; break; case 439: bar = 1.56; break; case 440: bar = 1.56; break; case 441: bar = 1.55; break; case 442: bar = 1.55; break; case 443: bar = 1.54; break; case 444: bar = 1.54; break; case 445: bar = 1.53; break; case 446: bar = 1.53; break; case 447: bar = 1.53; break; case 448: bar = 1.52; break; case 449: bar = 1.52; break; case 450: bar = 1.51; break; case 451: bar = 1.51; break; case 452: bar = 1.5; break; case 453: bar = 1.5; break; case 454: bar = 1.49; break; case 455: bar = 1.49; break; case 456: bar = 1.48; break; case 457: bar = 1.48; break; case 458: bar = 1.47; break; case 459: bar = 1.47; break; case 460: bar = 1.47; break; case 461: bar = 1.46; break; case 462: bar = 1.46; break; case 463: bar = 1.45; break; case 464: bar = 1.45; break; case 465: bar = 1.44; break; case 466: bar = 1.44; break; case 467: bar = 1.44; break; case 468: bar = 1.43; break; case 469: bar = 1.43; break; case 470: bar = 1.42; break; case 471: bar = 1.42; break; case 472: bar = 1.41; break; case 473: bar = 1.41; break; case 474: bar = 1.41; break; case 475: bar = 1.4; break; case 476: bar = 1.4; break; case 477: bar = 1.39; break; case 478: bar = 1.39; break; case 479: bar = 1.38; break; case 480: bar = 1.38; break; case 481: bar = 1.38; break; case 482: bar = 1.37; break; case 483: bar = 1.37; break; case 484: bar = 1.36; break; case 485: bar = 1.36; break; case 486: bar = 1.36; break; case 487: bar = 1.35; break; case 488: bar = 1.35; break; case 489: bar = 1.34; break; case 490: bar = 1.34; break; case 491: bar = 1.34; break; case 492: bar = 1.33; break; case 493: bar = 1.33; break; case 494: bar = 1.32; break; case 495: bar = 1.32; break; case 496: bar = 1.32; break; case 497: bar = 1.31; break; case 498: bar = 1.31; break; case 499: bar = 1.3; break; case 500: bar = 1.3; break; case 501: bar = 1.3; break; case 502: bar = 1.29; break; case 503: bar = 1.29; break; case 504: bar = 1.29; break; case 505: bar = 1.28; break; case 506: bar = 1.28; break; case 507: bar = 1.27; break; case 508: bar = 1.27; break; case 509: bar = 1.27; break; case 510: bar = 1.26; break; case 511: bar = 1.26; break; case 512: bar = 1.26; break; case 513: bar = 1.25; break; case 514: bar = 1.25; break; case 515: bar = 1.24; break; case 516: bar = 1.24; break; case 517: bar = 1.24; break; case 518: bar = 1.23; break; case 519: bar = 1.23; break; case 520: bar = 1.23; break; case 521: bar = 1.22; break; case 522: bar = 1.22; break; case 523: bar = 1.22; break; case 524: bar = 1.21; break; case 525: bar = 1.21; break; case 526: bar = 1.21; break; case 527: bar = 1.2; break; case 528: bar = 1.2; break; case 529: bar = 1.2; break; case 530: bar = 1.19; break; case 531: bar = 1.19; break; case 532: bar = 1.18; break; case 533: bar = 1.18; break; case 534: bar = 1.18; break; case 535: bar = 1.17; break; case 536: bar = 1.17; break; case 537: bar = 1.17; break; case 538: bar = 1.16; break; case 539: bar = 1.16; break; case 540: bar = 1.16; break; case 541: bar = 1.15; break; case 542: bar = 1.15; break; case 543: bar = 1.15; break; case 544: bar = 1.14; break; case 545: bar = 1.14; break; case 546: bar = 1.14; break; case 547: bar = 1.13; break; case 548: bar = 1.13; break; case 549: bar = 1.13; break; case 550: bar = 1.12; break; case 551: bar = 1.12; break; case 552: bar = 1.12; break; case 553: bar = 1.12; break; case 554: bar = 1.11; break; case 555: bar = 1.11; break; case 556: bar = 1.11; break; case 557: bar = 1.1; break; case 558: bar = 1.1; break; case 559: bar = 1.1; break; case 560: bar = 1.09; break; case 561: bar = 1.09; break; case 562: bar = 1.09; break; case 563: bar = 1.08; break; case 564: bar = 1.08; break; case 565: bar = 1.08; break; case 566: bar = 1.07; break; case 567: bar = 1.07; break; case 568: bar = 1.07; break; case 569: bar = 1.07; break; case 570: bar = 1.06; break; case 571: bar = 1.06; break; case 572: bar = 1.06; break; case 573: bar = 1.05; break; case 574: bar = 1.05; break; case 575: bar = 1.05; break; case 576: bar = 1.04; break; case 577: bar = 1.04; break; case 578: bar = 1.04; break; case 579: bar = 1.04; break; case 580: bar = 1.03; break; case 581: bar = 1.03; break; case 582: bar = 1.03; break; case 583: bar = 1.02; break; case 584: bar = 1.02; break; case 585: bar = 1.02; break; case 586: bar = 1.02; break; case 587: bar = 1.01; break; case 588: bar = 1.01; break; case 589: bar = 1.01; break; case 590: bar = 1; break; case 591: bar = 1; break; case 592: bar = 1; break; case 593: bar = 1; break; case 594: bar = 0.99; break; case 595: bar = 0.99; break; case 596: bar = 0.99; break; case 597: bar = 0.98; break; case 598: bar = 0.98; break; case 599: bar = 0.98; break; case 600: bar = 0.98; break; case 601: bar = 0.97; break; case 602: bar = 0.97; break; case 603: bar = 0.97; break; case 604: bar = 0.96; break; case 605: bar = 0.96; break; case 606: bar = 0.96; break; case 607: bar = 0.96; break; case 608: bar = 0.95; break; case 609: bar = 0.95; break; case 610: bar = 0.95; break; case 611: bar = 0.95; break; case 612: bar = 0.94; break; case 613: bar = 0.94; break; case 614: bar = 0.94; break; case 615: bar = 0.94; break; case 616: bar = 0.93; break; case 617: bar = 0.93; break; case 618: bar = 0.93; break; case 619: bar = 0.92; break; case 620: bar = 0.92; break; case 621: bar = 0.92; break; case 622: bar = 0.92; break; case 623: bar = 0.91; break; case 624: bar = 0.91; break; case 625: bar = 0.91; break; case 626: bar = 0.91; break; case 627: bar = 0.9; break; case 628: bar = 0.9; break; case 629: bar = 0.9; break; case 630: bar = 0.9; break; case 631: bar = 0.89; break; case 632: bar = 0.89; break; case 633: bar = 0.89; break; case 634: bar = 0.89; break; case 635: bar = 0.88; break; case 636: bar = 0.88; break; case 637: bar = 0.88; break; case 638: bar = 0.88; break; case 639: bar = 0.87; break; case 640: bar = 0.87; break; case 641: bar = 0.87; break; case 642: bar = 0.87; break; case 643: bar = 0.86; break; case 644: bar = 0.86; break; case 645: bar = 0.86; break; case 646: bar = 0.86; break; case 647: bar = 0.85; break; case 648: bar = 0.85; break; case 649: bar = 0.85; break; case 650: bar = 0.85; break; case 651: bar = 0.84; break; case 652: bar = 0.84; break; case 653: bar = 0.84; break; case 654: bar = 0.84; break; case 655: bar = 0.84; break; case 656: bar = 0.83; break; case 657: bar = 0.83; break; case 658: bar = 0.83; break; case 659: bar = 0.83; break; case 660: bar = 0.82; break; case 661: bar = 0.82; break; case 662: bar = 0.82; break; case 663: bar = 0.82; break; case 664: bar = 0.81; break; case 665: bar = 0.81; break; case 666: bar = 0.81; break; case 667: bar = 0.81; break; case 668: bar = 0.81; break; case 669: bar = 0.8; break; case 670: bar = 0.8; break; case 671: bar = 0.8; break; case 672: bar = 0.8; break; case 673: bar = 0.79; break; case 674: bar = 0.79; break; case 675: bar = 0.79; break; case 676: bar = 0.79; break; case 677: bar = 0.78; break; case 678: bar = 0.78; break; case 679: bar = 0.78; break; case 680: bar = 0.78; break; case 681: bar = 0.78; break; case 682: bar = 0.77; break; case 683: bar = 0.77; break; case 684: bar = 0.77; break; case 685: bar = 0.77; break; case 686: bar = 0.77; break; case 687: bar = 0.76; break; case 688: bar = 0.76; break; case 689: bar = 0.76; break; case 690: bar = 0.76; break; case 691: bar = 0.75; break; case 692: bar = 0.75; break; case 693: bar = 0.75; break; case 694: bar = 0.75; break; case 695: bar = 0.75; break; case 696: bar = 0.74; break; case 697: bar = 0.74; break; case 698: bar = 0.74; break; case 699: bar = 0.74; break; case 700: bar = 0.74; break; case 701: bar = 0.73; break; case 702: bar = 0.73; break; case 703: bar = 0.73; break; case 704: bar = 0.73; break; case 705: bar = 0.72; break; case 706: bar = 0.72; break; case 707: bar = 0.72; break; case 708: bar = 0.72; break; case 709: bar = 0.72; break; case 710: bar = 0.71; break; case 711: bar = 0.71; break; case 712: bar = 0.71; break; case 713: bar = 0.71; break; case 714: bar = 0.71; break; case 715: bar = 0.7; break; case 716: bar = 0.7; break; case 717: bar = 0.7; break; case 718: bar = 0.7; break; case 719: bar = 0.7; break; case 720: bar = 0.69; break; case 721: bar = 0.69; break; case 722: bar = 0.69; break; case 723: bar = 0.69; break; case 724: bar = 0.69; break; case 725: bar = 0.68; break; case 726: bar = 0.68; break; case 727: bar = 0.68; break; case 728: bar = 0.68; break; case 729: bar = 0.68; break; case 730: bar = 0.67; break; case 731: bar = 0.67; break; case 732: bar = 0.67; break; case 733: bar = 0.67; break; case 734: bar = 0.67; break; case 735: bar = 0.67; break; case 736: bar = 0.66; break; case 737: bar = 0.66; break; case 738: bar = 0.66; break; case 739: bar = 0.66; break; case 740: bar = 0.66; break; case 741: bar = 0.65; break; case 742: bar = 0.65; break; case 743: bar = 0.65; break; case 744: bar = 0.65; break; case 745: bar = 0.65; break; case 746: bar = 0.64; break; case 747: bar = 0.64; break; case 748: bar = 0.64; break; case 749: bar = 0.64; break; case 750: bar = 0.64; break; case 751: bar = 0.64; break; case 752: bar = 0.63; break; case 753: bar = 0.63; break; case 754: bar = 0.63; break; case 755: bar = 0.63; break; case 756: bar = 0.63; break; case 757: bar = 0.62; break; case 758: bar = 0.62; break; case 759: bar = 0.62; break; case 760: bar = 0.62; break; case 761: bar = 0.62; break; case 762: bar = 0.61; break; case 763: bar = 0.61; break; case 764: bar = 0.61; break; case 765: bar = 0.61; break; case 766: bar = 0.61; break; case 767: bar = 0.61; break; case 768: bar = 0.6; break; case 769: bar = 0.6; break; case 770: bar = 0.6; break; case 771: bar = 0.6; break; case 772: bar = 0.6; break; case 773: bar = 0.6; break; case 774: bar = 0.59; break; case 775: bar = 0.59; break; case 776: bar = 0.59; break; case 777: bar = 0.59; break; case 778: bar = 0.59; break; case 779: bar = 0.59; break; case 780: bar = 0.58; break; case 781: bar = 0.58; break; case 782: bar = 0.58; break; case 783: bar = 0.58; break; case 784: bar = 0.58; break; case 785: bar = 0.57; break; case 786: bar = 0.57; break; case 787: bar = 0.57; break; case 788: bar = 0.57; break; case 789: bar = 0.57; break; case 790: bar = 0.57; break; case 791: bar = 0.56; break; case 792: bar = 0.56; break; case 793: bar = 0.56; break; case 794: bar = 0.56; break; case 795: bar = 0.56; break; case 796: bar = 0.56; break; case 797: bar = 0.55; break; case 798: bar = 0.55; break; case 799: bar = 0.55; break; case 800: bar = 0.55; break; case 801: bar = 0.55; break; case 802: bar = 0.55; break; case 803: bar = 0.54; break; case 804: bar = 0.54; break; case 805: bar = 0.54; break; case 806: bar = 0.54; break; case 807: bar = 0.54; break; case 808: bar = 0.54; break; case 809: bar = 0.53; break; case 810: bar = 0.53; break; case 811: bar = 0.53; break; case 812: bar = 0.53; break; case 813: bar = 0.53; break; case 814: bar = 0.53; break; case 815: bar = 0.53; break; case 816: bar = 0.52; break; case 817: bar = 0.52; break; case 818: bar = 0.52; break; case 819: bar = 0.52; break; case 820: bar = 0.52; break; case 821: bar = 0.52; break; case 822: bar = 0.51; break; case 823: bar = 0.51; break; case 824: bar = 0.51; break; case 825: bar = 0.51; break; case 826: bar = 0.51; break; case 827: bar = 0.51; break; case 828: bar = 0.5; break; case 829: bar = 0.5; break; case 830: bar = 0.5; break; case 831: bar = 0.5; break; case 832: bar = 0.5; break; case 833: bar = 0.5; break; case 834: bar = 0.5; break; case 835: bar = 0.49; break; case 836: bar = 0.49; break; case 837: bar = 0.49; break; case 838: bar = 0.49; break; case 839: bar = 0.49; break; case 840: bar = 0.49; break; case 841: bar = 0.48; break; case 842: bar = 0.48; break; case 843: bar = 0.48; break; case 844: bar = 0.48; break; case 845: bar = 0.48; break; case 846: bar = 0.48; break; case 847: bar = 0.48; break; case 848: bar = 0.47; break; case 849: bar = 0.47; break; case 850: bar = 0.47; break; case 851: bar = 0.47; break; case 852: bar = 0.47; break; case 853: bar = 0.47; break; case 854: bar = 0.47; break; case 855: bar = 0.46; break; case 856: bar = 0.46; break; case 857: bar = 0.46; break; case 858: bar = 0.46; break; case 859: bar = 0.46; break; case 860: bar = 0.46; break; case 861: bar = 0.46; break; case 862: bar = 0.45; break; case 863: bar = 0.45; break; case 864: bar = 0.45; break; case 865: bar = 0.45; break; case 866: bar = 0.45; break; case 867: bar = 0.45; break; case 868: bar = 0.45; break; case 869: bar = 0.44; break; case 870: bar = 0.44; break; case 871: bar = 0.44; break; case 872: bar = 0.44; break; case 873: bar = 0.44; break; case 874: bar = 0.44; break; case 875: bar = 0.44; break; case 876: bar = 0.43; break; case 877: bar = 0.43; break; case 878: bar = 0.43; break; case 879: bar = 0.43; break; case 880: bar = 0.43; break; case 881: bar = 0.43; break; case 882: bar = 0.43; break; case 883: bar = 0.42; break; case 884: bar = 0.42; break; case 885: bar = 0.42; break; case 886: bar = 0.42; break; case 887: bar = 0.42; break; case 888: bar = 0.42; break; case 889: bar = 0.42; break; case 890: bar = 0.41; break; case 891: bar = 0.41; break; case 892: bar = 0.41; break; case 893: bar = 0.41; break; case 894: bar = 0.41; break; case 895: bar = 0.41; break; case 896: bar = 0.41; break; case 897: bar = 0.41; break; case 898: bar = 0.4; break; case 899: bar = 0.4; break; case 900: bar = 0.4; break; case 901: bar = 0.4; break; case 902: bar = 0.4; break; case 903: bar = 0.4; break; case 904: bar = 0.4; break; case 905: bar = 0.39; break; case 906: bar = 0.39; break; case 907: bar = 0.39; break; case 908: bar = 0.39; break; case 909: bar = 0.39; break; case 910: bar = 0.39; break; case 911: bar = 0.39; break; case 912: bar = 0.39; break; case 913: bar = 0.38; break; case 914: bar = 0.38; break; case 915: bar = 0.38; break; case 916: bar = 0.38; break; case 917: bar = 0.38; break; case 918: bar = 0.38; break; case 919: bar = 0.38; break; case 920: bar = 0.38; break; case 921: bar = 0.37; break; case 922: bar = 0.37; break; case 923: bar = 0.37; break; case 924: bar = 0.37; break; case 925: bar = 0.37; break; case 926: bar = 0.37; break; case 927: bar = 0.37; break; case 928: bar = 0.37; break; case 929: bar = 0.36; break; case 930: bar = 0.36; break; case 931: bar = 0.36; break; case 932: bar = 0.36; break; case 933: bar = 0.36; break; case 934: bar = 0.36; break; case 935: bar = 0.36; break; case 936: bar = 0.36; break; case 937: bar = 0.35; break; case 938: bar = 0.35; break; case 939: bar = 0.35; break; case 940: bar = 0.35; break; case 941: bar = 0.35; break; case 942: bar = 0.35; break; case 943: bar = 0.35; break; case 944: bar = 0.35; break; case 945: bar = 0.34; break; case 946: bar = 0.34; break; case 947: bar = 0.34; break; case 948: bar = 0.34; break; case 949: bar = 0.34; break; case 950: bar = 0.34; break; case 951: bar = 0.34; break; case 952: bar = 0.34; break; case 953: bar = 0.33; break; case 954: bar = 0.33; break; case 955: bar = 0.33; break; case 956: bar = 0.33; break; case 957: bar = 0.33; break; case 958: bar = 0.33; break; case 959: bar = 0.33; break; case 960: bar = 0.33; break; case 961: bar = 0.32; break; case 962: bar = 0.32; break; case 963: bar = 0.32; break; case 964: bar = 0.32; break; case 965: bar = 0.32; break; case 966: bar = 0.32; break; case 967: bar = 0.32; break; case 968: bar = 0.32; break; case 969: bar = 0.32; break; case 970: bar = 0.31; break; case 971: bar = 0.31; break; case 972: bar = 0.31; break; case 973: bar = 0.31; break; case 974: bar = 0.31; break; case 975: bar = 0.31; break; case 976: bar = 0.31; break; case 977: bar = 0.31; break; case 978: bar = 0.3; break; case 979: bar = 0.3; break; case 980: bar = 0.3; break; case 981: bar = 0.3; break; case 982: bar = 0.3; break; case 983: bar = 0.3; break; case 984: bar = 0.3; break; case 985: bar = 0.3; break; case 986: bar = 0.3; break; case 987: bar = 0.29; break; case 988: bar = 0.29; break; case 989: bar = 0.29; break; case 990: bar = 0.29; break; case 991: bar = 0.29; break; case 992: bar = 0.29; break; case 993: bar = 0.29; break; case 994: bar = 0.29; break; case 995: bar = 0.29; break; case 996: bar = 0.28; break; case 997: bar = 0.28; break; case 998: bar = 0.28; break; case 999: bar = 0.28; break; case 1000: bar = 0.28; break; case 1001: bar = 0.28; break; case 1002: bar = 0.28; break; case 1003: bar = 0.28; break; case 1004: bar = 0.28; break; case 1005: bar = 0.27; break; case 1006: bar = 0.27; break; case 1007: bar = 0.27; break; case 1008: bar = 0.27; break; case 1009: bar = 0.27; break; case 1010: bar = 0.27; break; case 1011: bar = 0.27; break; case 1012: bar = 0.27; break; case 1013: bar = 0.27; break; case 1014: bar = 0.26; break; case 1015: bar = 0.26; break; case 1016: bar = 0.26; break; case 1017: bar = 0.26; break; case 1018: bar = 0.26; break; case 1019: bar = 0.26; break; case 1020: bar = 0.26; break; case 1021: bar = 0.26; break; case 1022: bar = 0.26; break; case 1023: bar = 0.26; break; case 1024: bar = 0.25; break;
case 56: bar = 12.53; break; | case 56: bar = 12.53; break; case 57: bar = 12.34; break; case 58: bar = 12.16; break; case 59: bar = 11.98; break; case 60: bar = 11.81; break; case 61: bar = 11.65; break; case 62: bar = 11.48; break; case 63: bar = 11.33; break; case 64: bar = 11.17; break; case 65: bar = 11.02; break; case 66: bar = 10.88; break; case 67: bar = 10.74; break; case 68: bar = 10.6; break; case 69: bar = 10.47; break; case 70: bar = 10.34; break; case 71: bar = 10.21; break; case 72: bar = 10.09; break; case 73: bar = 9.97; break; case 74: bar = 9.85; break; case 75: bar = 9.73; break; case 76: bar = 9.62; break; case 77: bar = 9.51; break; case 78: bar = 9.4; break; case 79: bar = 9.3; break; case 80: bar = 9.19; break; case 81: bar = 9.09; break; case 82: bar = 9; break; case 83: bar = 8.9; break; case 84: bar = 8.81; break; case 85: bar = 8.71; break; case 86: bar = 8.62; break; case 87: bar = 8.53; break; case 88: bar = 8.45; break; case 89: bar = 8.36; break; case 90: bar = 8.28; break; case 91: bar = 8.2; break; case 92: bar = 8.12; break; case 93: bar = 8.04; break; case 94: bar = 7.96; break; case 95: bar = 7.89; break; case 96: bar = 7.81; break; case 97: bar = 7.74; break; case 98: bar = 7.67; break; case 99: bar = 7.6; break; case 100: bar = 7.53; break; case 101: bar = 7.46; break; case 102: bar = 7.4; break; case 103: bar = 7.33; break; case 104: bar = 7.27; break; case 105: bar = 7.2; break; case 106: bar = 7.14; break; case 107: bar = 7.08; break; case 108: bar = 7.02; break; case 109: bar = 6.96; break; case 110: bar = 6.9; break; case 111: bar = 6.85; break; case 112: bar = 6.79; break; case 113: bar = 6.74; break; case 114: bar = 6.68; break; case 115: bar = 6.63; break; case 116: bar = 6.57; break; case 117: bar = 6.52; break; case 118: bar = 6.47; break; case 119: bar = 6.42; break; case 120: bar = 6.37; break; case 121: bar = 6.32; break; case 122: bar = 6.27; break; case 123: bar = 6.23; break; case 124: bar = 6.18; break; case 125: bar = 6.13; break; case 126: bar = 6.09; break; case 127: bar = 6.04; break; case 128: bar = 6; break; case 129: bar = 5.95; break; case 130: bar = 5.91; break; case 131: bar = 5.87; break; case 132: bar = 5.83; break; case 133: bar = 5.79; break; case 134: bar = 5.75; break; case 135: bar = 5.71; break; case 136: bar = 5.67; break; case 137: bar = 5.63; break; case 138: bar = 5.59; break; case 139: bar = 5.55; break; case 140: bar = 5.51; break; case 141: bar = 5.47; break; case 142: bar = 5.44; break; case 143: bar = 5.4; break; case 144: bar = 5.37; break; case 145: bar = 5.33; break; case 146: bar = 5.3; break; case 147: bar = 5.26; break; case 148: bar = 5.23; break; case 149: bar = 5.19; break; case 150: bar = 5.16; break; case 151: bar = 5.13; break; case 152: bar = 5.09; break; case 153: bar = 5.06; break; case 154: bar = 5.03; break; case 155: bar = 5; break; case 156: bar = 4.97; break; case 157: bar = 4.94; break; case 158: bar = 4.91; break; case 159: bar = 4.88; break; case 160: bar = 4.85; break; case 161: bar = 4.82; break; case 162: bar = 4.79; break; case 163: bar = 4.76; break; case 164: bar = 4.73; break; case 165: bar = 4.7; break; case 166: bar = 4.68; break; case 167: bar = 4.65; break; case 168: bar = 4.62; break; case 169: bar = 4.59; break; case 170: bar = 4.57; break; case 171: bar = 4.54; break; case 172: bar = 4.52; break; case 173: bar = 4.49; break; case 174: bar = 4.46; break; case 175: bar = 4.44; break; case 176: bar = 4.41; break; case 177: bar = 4.39; break; case 178: bar = 4.36; break; case 179: bar = 4.34; break; case 180: bar = 4.32; break; case 181: bar = 4.29; break; case 182: bar = 4.27; break; case 183: bar = 4.25; break; case 184: bar = 4.22; break; case 185: bar = 4.2; break; case 186: bar = 4.18; break; case 187: bar = 4.15; break; case 188: bar = 4.13; break; case 189: bar = 4.11; break; case 190: bar = 4.09; break; case 191: bar = 4.07; break; case 192: bar = 4.05; break; case 193: bar = 4.02; break; case 194: bar = 4; break; case 195: bar = 3.98; break; case 196: bar = 3.96; break; case 197: bar = 3.94; break; case 198: bar = 3.92; break; case 199: bar = 3.9; break; case 200: bar = 3.88; break; case 201: bar = 3.86; break; case 202: bar = 3.84; break; case 203: bar = 3.82; break; case 204: bar = 3.8; break; case 205: bar = 3.78; break; case 206: bar = 3.77; break; case 207: bar = 3.75; break; case 208: bar = 3.73; break; case 209: bar = 3.71; break; case 210: bar = 3.69; break; case 211: bar = 3.67; break; case 212: bar = 3.66; break; case 213: bar = 3.64; break; case 214: bar = 3.62; break; case 215: bar = 3.6; break; case 216: bar = 3.59; break; case 217: bar = 3.57; break; case 218: bar = 3.55; break; case 219: bar = 3.53; break; case 220: bar = 3.52; break; case 221: bar = 3.5; break; case 222: bar = 3.48; break; case 223: bar = 3.47; break; case 224: bar = 3.45; break; case 225: bar = 3.44; break; case 226: bar = 3.42; break; case 227: bar = 3.4; break; case 228: bar = 3.39; break; case 229: bar = 3.37; break; case 230: bar = 3.36; break; case 231: bar = 3.34; break; case 232: bar = 3.33; break; case 233: bar = 3.31; break; case 234: bar = 3.3; break; case 235: bar = 3.28; break; case 236: bar = 3.27; break; case 237: bar = 3.25; break; case 238: bar = 3.24; break; case 239: bar = 3.22; break; case 240: bar = 3.21; break; case 241: bar = 3.19; break; case 242: bar = 3.18; break; case 243: bar = 3.17; break; case 244: bar = 3.15; break; case 245: bar = 3.14; break; case 246: bar = 3.12; break; case 247: bar = 3.11; break; case 248: bar = 3.1; break; case 249: bar = 3.08; break; case 250: bar = 3.07; break; case 251: bar = 3.06; break; case 252: bar = 3.04; break; case 253: bar = 3.03; break; case 254: bar = 3.02; break; case 255: bar = 3.01; break; case 256: bar = 2.99; break; case 257: bar = 2.98; break; case 258: bar = 2.97; break; case 259: bar = 2.96; break; case 260: bar = 2.94; break; case 261: bar = 2.93; break; case 262: bar = 2.92; break; case 263: bar = 2.91; break; case 264: bar = 2.89; break; case 265: bar = 2.88; break; case 266: bar = 2.87; break; case 267: bar = 2.86; break; case 268: bar = 2.85; break; case 269: bar = 2.83; break; case 270: bar = 2.82; break; case 271: bar = 2.81; break; case 272: bar = 2.8; break; case 273: bar = 2.79; break; case 274: bar = 2.78; break; case 275: bar = 2.77; break; case 276: bar = 2.76; break; case 277: bar = 2.74; break; case 278: bar = 2.73; break; case 279: bar = 2.72; break; case 280: bar = 2.71; break; case 281: bar = 2.7; break; case 282: bar = 2.69; break; case 283: bar = 2.68; break; case 284: bar = 2.67; break; case 285: bar = 2.66; break; case 286: bar = 2.65; break; case 287: bar = 2.64; break; case 288: bar = 2.63; break; case 289: bar = 2.62; break; case 290: bar = 2.61; break; case 291: bar = 2.6; break; case 292: bar = 2.59; break; case 293: bar = 2.58; break; case 294: bar = 2.57; break; case 295: bar = 2.56; break; case 296: bar = 2.55; break; case 297: bar = 2.54; break; case 298: bar = 2.53; break; case 299: bar = 2.52; break; case 300: bar = 2.51; break; case 301: bar = 2.5; break; case 302: bar = 2.49; break; case 303: bar = 2.48; break; case 304: bar = 2.47; break; case 305: bar = 2.46; break; case 306: bar = 2.45; break; case 307: bar = 2.44; break; case 308: bar = 2.43; break; case 309: bar = 2.42; break; case 310: bar = 2.41; break; case 311: bar = 2.41; break; case 312: bar = 2.4; break; case 313: bar = 2.39; break; case 314: bar = 2.38; break; case 315: bar = 2.37; break; case 316: bar = 2.36; break; case 317: bar = 2.35; break; case 318: bar = 2.34; break; case 319: bar = 2.34; break; case 320: bar = 2.33; break; case 321: bar = 2.32; break; case 322: bar = 2.31; break; case 323: bar = 2.3; break; case 324: bar = 2.29; break; case 325: bar = 2.28; break; case 326: bar = 2.28; break; case 327: bar = 2.27; break; case 328: bar = 2.26; break; case 329: bar = 2.25; break; case 330: bar = 2.24; break; case 331: bar = 2.24; break; case 332: bar = 2.23; break; case 333: bar = 2.22; break; case 334: bar = 2.21; break; case 335: bar = 2.2; break; case 336: bar = 2.2; break; case 337: bar = 2.19; break; case 338: bar = 2.18; break; case 339: bar = 2.17; break; case 340: bar = 2.17; break; case 341: bar = 2.16; break; case 342: bar = 2.15; break; case 343: bar = 2.14; break; case 344: bar = 2.13; break; case 345: bar = 2.13; break; case 346: bar = 2.12; break; case 347: bar = 2.11; break; case 348: bar = 2.11; break; case 349: bar = 2.1; break; case 350: bar = 2.09; break; case 351: bar = 2.08; break; case 352: bar = 2.08; break; case 353: bar = 2.07; break; case 354: bar = 2.06; break; case 355: bar = 2.05; break; case 356: bar = 2.05; break; case 357: bar = 2.04; break; case 358: bar = 2.03; break; case 359: bar = 2.03; break; case 360: bar = 2.02; break; case 361: bar = 2.01; break; case 362: bar = 2.01; break; case 363: bar = 2; break; case 364: bar = 1.99; break; case 365: bar = 1.99; break; case 366: bar = 1.98; break; case 367: bar = 1.97; break; case 368: bar = 1.97; break; case 369: bar = 1.96; break; case 370: bar = 1.95; break; case 371: bar = 1.95; break; case 372: bar = 1.94; break; case 373: bar = 1.93; break; case 374: bar = 1.93; break; case 375: bar = 1.92; break; case 376: bar = 1.91; break; case 377: bar = 1.91; break; case 378: bar = 1.9; break; case 379: bar = 1.89; break; case 380: bar = 1.89; break; case 381: bar = 1.88; break; case 382: bar = 1.88; break; case 383: bar = 1.87; break; case 384: bar = 1.86; break; case 385: bar = 1.86; break; case 386: bar = 1.85; break; case 387: bar = 1.85; break; case 388: bar = 1.84; break; case 389: bar = 1.83; break; case 390: bar = 1.83; break; case 391: bar = 1.82; break; case 392: bar = 1.82; break; case 393: bar = 1.81; break; case 394: bar = 1.8; break; case 395: bar = 1.8; break; case 396: bar = 1.79; break; case 397: bar = 1.79; break; case 398: bar = 1.78; break; case 399: bar = 1.77; break; case 400: bar = 1.77; break; case 401: bar = 1.76; break; case 402: bar = 1.76; break; case 403: bar = 1.75; break; case 404: bar = 1.75; break; case 405: bar = 1.74; break; case 406: bar = 1.73; break; case 407: bar = 1.73; break; case 408: bar = 1.72; break; case 409: bar = 1.72; break; case 410: bar = 1.71; break; case 411: bar = 1.71; break; case 412: bar = 1.7; break; case 413: bar = 1.7; break; case 414: bar = 1.69; break; case 415: bar = 1.69; break; case 416: bar = 1.68; break; case 417: bar = 1.67; break; case 418: bar = 1.67; break; case 419: bar = 1.66; break; case 420: bar = 1.66; break; case 421: bar = 1.65; break; case 422: bar = 1.65; break; case 423: bar = 1.64; break; case 424: bar = 1.64; break; case 425: bar = 1.63; break; case 426: bar = 1.63; break; case 427: bar = 1.62; break; case 428: bar = 1.62; break; case 429: bar = 1.61; break; case 430: bar = 1.61; break; case 431: bar = 1.6; break; case 432: bar = 1.6; break; case 433: bar = 1.59; break; case 434: bar = 1.59; break; case 435: bar = 1.58; break; case 436: bar = 1.58; break; case 437: bar = 1.57; break; case 438: bar = 1.57; break; case 439: bar = 1.56; break; case 440: bar = 1.56; break; case 441: bar = 1.55; break; case 442: bar = 1.55; break; case 443: bar = 1.54; break; case 444: bar = 1.54; break; case 445: bar = 1.53; break; case 446: bar = 1.53; break; case 447: bar = 1.53; break; case 448: bar = 1.52; break; case 449: bar = 1.52; break; case 450: bar = 1.51; break; case 451: bar = 1.51; break; case 452: bar = 1.5; break; case 453: bar = 1.5; break; case 454: bar = 1.49; break; case 455: bar = 1.49; break; case 456: bar = 1.48; break; case 457: bar = 1.48; break; case 458: bar = 1.47; break; case 459: bar = 1.47; break; case 460: bar = 1.47; break; case 461: bar = 1.46; break; case 462: bar = 1.46; break; case 463: bar = 1.45; break; case 464: bar = 1.45; break; case 465: bar = 1.44; break; case 466: bar = 1.44; break; case 467: bar = 1.44; break; case 468: bar = 1.43; break; case 469: bar = 1.43; break; case 470: bar = 1.42; break; case 471: bar = 1.42; break; case 472: bar = 1.41; break; case 473: bar = 1.41; break; case 474: bar = 1.41; break; case 475: bar = 1.4; break; case 476: bar = 1.4; break; case 477: bar = 1.39; break; case 478: bar = 1.39; break; case 479: bar = 1.38; break; case 480: bar = 1.38; break; case 481: bar = 1.38; break; case 482: bar = 1.37; break; case 483: bar = 1.37; break; case 484: bar = 1.36; break; case 485: bar = 1.36; break; case 486: bar = 1.36; break; case 487: bar = 1.35; break; case 488: bar = 1.35; break; case 489: bar = 1.34; break; case 490: bar = 1.34; break; case 491: bar = 1.34; break; case 492: bar = 1.33; break; case 493: bar = 1.33; break; case 494: bar = 1.32; break; case 495: bar = 1.32; break; case 496: bar = 1.32; break; case 497: bar = 1.31; break; case 498: bar = 1.31; break; case 499: bar = 1.3; break; case 500: bar = 1.3; break; case 501: bar = 1.3; break; case 502: bar = 1.29; break; case 503: bar = 1.29; break; case 504: bar = 1.29; break; case 505: bar = 1.28; break; case 506: bar = 1.28; break; case 507: bar = 1.27; break; case 508: bar = 1.27; break; case 509: bar = 1.27; break; case 510: bar = 1.26; break; case 511: bar = 1.26; break; case 512: bar = 1.26; break; case 513: bar = 1.25; break; case 514: bar = 1.25; break; case 515: bar = 1.24; break; case 516: bar = 1.24; break; case 517: bar = 1.24; break; case 518: bar = 1.23; break; case 519: bar = 1.23; break; case 520: bar = 1.23; break; case 521: bar = 1.22; break; case 522: bar = 1.22; break; case 523: bar = 1.22; break; case 524: bar = 1.21; break; case 525: bar = 1.21; break; case 526: bar = 1.21; break; case 527: bar = 1.2; break; case 528: bar = 1.2; break; case 529: bar = 1.2; break; case 530: bar = 1.19; break; case 531: bar = 1.19; break; case 532: bar = 1.18; break; case 533: bar = 1.18; break; case 534: bar = 1.18; break; case 535: bar = 1.17; break; case 536: bar = 1.17; break; case 537: bar = 1.17; break; case 538: bar = 1.16; break; case 539: bar = 1.16; break; case 540: bar = 1.16; break; case 541: bar = 1.15; break; case 542: bar = 1.15; break; case 543: bar = 1.15; break; case 544: bar = 1.14; break; case 545: bar = 1.14; break; case 546: bar = 1.14; break; case 547: bar = 1.13; break; case 548: bar = 1.13; break; case 549: bar = 1.13; break; case 550: bar = 1.12; break; case 551: bar = 1.12; break; case 552: bar = 1.12; break; case 553: bar = 1.12; break; case 554: bar = 1.11; break; case 555: bar = 1.11; break; case 556: bar = 1.11; break; case 557: bar = 1.1; break; case 558: bar = 1.1; break; case 559: bar = 1.1; break; case 560: bar = 1.09; break; case 561: bar = 1.09; break; case 562: bar = 1.09; break; case 563: bar = 1.08; break; case 564: bar = 1.08; break; case 565: bar = 1.08; break; case 566: bar = 1.07; break; case 567: bar = 1.07; break; case 568: bar = 1.07; break; case 569: bar = 1.07; break; case 570: bar = 1.06; break; case 571: bar = 1.06; break; case 572: bar = 1.06; break; case 573: bar = 1.05; break; case 574: bar = 1.05; break; case 575: bar = 1.05; break; case 576: bar = 1.04; break; case 577: bar = 1.04; break; case 578: bar = 1.04; break; case 579: bar = 1.04; break; case 580: bar = 1.03; break; case 581: bar = 1.03; break; case 582: bar = 1.03; break; case 583: bar = 1.02; break; case 584: bar = 1.02; break; case 585: bar = 1.02; break; case 586: bar = 1.02; break; case 587: bar = 1.01; break; case 588: bar = 1.01; break; case 589: bar = 1.01; break; case 590: bar = 1; break; case 591: bar = 1; break; case 592: bar = 1; break; case 593: bar = 1; break; case 594: bar = 0.99; break; case 595: bar = 0.99; break; case 596: bar = 0.99; break; case 597: bar = 0.98; break; case 598: bar = 0.98; break; case 599: bar = 0.98; break; case 600: bar = 0.98; break; case 601: bar = 0.97; break; case 602: bar = 0.97; break; case 603: bar = 0.97; break; case 604: bar = 0.96; break; case 605: bar = 0.96; break; case 606: bar = 0.96; break; case 607: bar = 0.96; break; case 608: bar = 0.95; break; case 609: bar = 0.95; break; case 610: bar = 0.95; break; case 611: bar = 0.95; break; case 612: bar = 0.94; break; case 613: bar = 0.94; break; case 614: bar = 0.94; break; case 615: bar = 0.94; break; case 616: bar = 0.93; break; case 617: bar = 0.93; break; case 618: bar = 0.93; break; case 619: bar = 0.92; break; case 620: bar = 0.92; break; case 621: bar = 0.92; break; case 622: bar = 0.92; break; case 623: bar = 0.91; break; case 624: bar = 0.91; break; case 625: bar = 0.91; break; case 626: bar = 0.91; break; case 627: bar = 0.9; break; case 628: bar = 0.9; break; case 629: bar = 0.9; break; case 630: bar = 0.9; break; case 631: bar = 0.89; break; case 632: bar = 0.89; break; case 633: bar = 0.89; break; case 634: bar = 0.89; break; case 635: bar = 0.88; break; case 636: bar = 0.88; break; case 637: bar = 0.88; break; case 638: bar = 0.88; break; case 639: bar = 0.87; break; case 640: bar = 0.87; break; case 641: bar = 0.87; break; case 642: bar = 0.87; break; case 643: bar = 0.86; break; case 644: bar = 0.86; break; case 645: bar = 0.86; break; case 646: bar = 0.86; break; case 647: bar = 0.85; break; case 648: bar = 0.85; break; case 649: bar = 0.85; break; case 650: bar = 0.85; break; case 651: bar = 0.84; break; case 652: bar = 0.84; break; case 653: bar = 0.84; break; case 654: bar = 0.84; break; case 655: bar = 0.84; break; case 656: bar = 0.83; break; case 657: bar = 0.83; break; case 658: bar = 0.83; break; case 659: bar = 0.83; break; case 660: bar = 0.82; break; case 661: bar = 0.82; break; case 662: bar = 0.82; break; case 663: bar = 0.82; break; case 664: bar = 0.81; break; case 665: bar = 0.81; break; case 666: bar = 0.81; break; case 667: bar = 0.81; break; case 668: bar = 0.81; break; case 669: bar = 0.8; break; case 670: bar = 0.8; break; case 671: bar = 0.8; break; case 672: bar = 0.8; break; case 673: bar = 0.79; break; case 674: bar = 0.79; break; case 675: bar = 0.79; break; case 676: bar = 0.79; break; case 677: bar = 0.78; break; case 678: bar = 0.78; break; case 679: bar = 0.78; break; case 680: bar = 0.78; break; case 681: bar = 0.78; break; case 682: bar = 0.77; break; case 683: bar = 0.77; break; case 684: bar = 0.77; break; case 685: bar = 0.77; break; case 686: bar = 0.77; break; case 687: bar = 0.76; break; case 688: bar = 0.76; break; case 689: bar = 0.76; break; case 690: bar = 0.76; break; case 691: bar = 0.75; break; case 692: bar = 0.75; break; case 693: bar = 0.75; break; case 694: bar = 0.75; break; case 695: bar = 0.75; break; case 696: bar = 0.74; break; case 697: bar = 0.74; break; case 698: bar = 0.74; break; case 699: bar = 0.74; break; case 700: bar = 0.74; break; case 701: bar = 0.73; break; case 702: bar = 0.73; break; case 703: bar = 0.73; break; case 704: bar = 0.73; break; case 705: bar = 0.72; break; case 706: bar = 0.72; break; case 707: bar = 0.72; break; case 708: bar = 0.72; break; case 709: bar = 0.72; break; case 710: bar = 0.71; break; case 711: bar = 0.71; break; case 712: bar = 0.71; break; case 713: bar = 0.71; break; case 714: bar = 0.71; break; case 715: bar = 0.7; break; case 716: bar = 0.7; break; case 717: bar = 0.7; break; case 718: bar = 0.7; break; case 719: bar = 0.7; break; case 720: bar = 0.69; break; case 721: bar = 0.69; break; case 722: bar = 0.69; break; case 723: bar = 0.69; break; case 724: bar = 0.69; break; case 725: bar = 0.68; break; case 726: bar = 0.68; break; case 727: bar = 0.68; break; case 728: bar = 0.68; break; case 729: bar = 0.68; break; case 730: bar = 0.67; break; case 731: bar = 0.67; break; case 732: bar = 0.67; break; case 733: bar = 0.67; break; case 734: bar = 0.67; break; case 735: bar = 0.67; break; case 736: bar = 0.66; break; case 737: bar = 0.66; break; case 738: bar = 0.66; break; case 739: bar = 0.66; break; case 740: bar = 0.66; break; case 741: bar = 0.65; break; case 742: bar = 0.65; break; case 743: bar = 0.65; break; case 744: bar = 0.65; break; case 745: bar = 0.65; break; case 746: bar = 0.64; break; case 747: bar = 0.64; break; case 748: bar = 0.64; break; case 749: bar = 0.64; break; case 750: bar = 0.64; break; case 751: bar = 0.64; break; case 752: bar = 0.63; break; case 753: bar = 0.63; break; case 754: bar = 0.63; break; case 755: bar = 0.63; break; case 756: bar = 0.63; break; case 757: bar = 0.62; break; case 758: bar = 0.62; break; case 759: bar = 0.62; break; case 760: bar = 0.62; break; case 761: bar = 0.62; break; case 762: bar = 0.61; break; case 763: bar = 0.61; break; case 764: bar = 0.61; break; case 765: bar = 0.61; break; case 766: bar = 0.61; break; case 767: bar = 0.61; break; case 768: bar = 0.6; break; case 769: bar = 0.6; break; case 770: bar = 0.6; break; case 771: bar = 0.6; break; case 772: bar = 0.6; break; case 773: bar = 0.6; break; case 774: bar = 0.59; break; case 775: bar = 0.59; break; case 776: bar = 0.59; break; case 777: bar = 0.59; break; case 778: bar = 0.59; break; case 779: bar = 0.59; break; case 780: bar = 0.58; break; case 781: bar = 0.58; break; case 782: bar = 0.58; break; case 783: bar = 0.58; break; case 784: bar = 0.58; break; case 785: bar = 0.57; break; case 786: bar = 0.57; break; case 787: bar = 0.57; break; case 788: bar = 0.57; break; case 789: bar = 0.57; break; case 790: bar = 0.57; break; case 791: bar = 0.56; break; case 792: bar = 0.56; break; case 793: bar = 0.56; break; case 794: bar = 0.56; break; case 795: bar = 0.56; break; case 796: bar = 0.56; break; case 797: bar = 0.55; break; case 798: bar = 0.55; break; case 799: bar = 0.55; break; case 800: bar = 0.55; break; case 801: bar = 0.55; break; case 802: bar = 0.55; break; case 803: bar = 0.54; break; case 804: bar = 0.54; break; case 805: bar = 0.54; break; case 806: bar = 0.54; break; case 807: bar = 0.54; break; case 808: bar = 0.54; break; case 809: bar = 0.53; break; case 810: bar = 0.53; break; case 811: bar = 0.53; break; case 812: bar = 0.53; break; case 813: bar = 0.53; break; case 814: bar = 0.53; break; case 815: bar = 0.53; break; case 816: bar = 0.52; break; case 817: bar = 0.52; break; case 818: bar = 0.52; break; case 819: bar = 0.52; break; case 820: bar = 0.52; break; case 821: bar = 0.52; break; case 822: bar = 0.51; break; case 823: bar = 0.51; break; case 824: bar = 0.51; break; case 825: bar = 0.51; break; case 826: bar = 0.51; break; case 827: bar = 0.51; break; case 828: bar = 0.5; break; case 829: bar = 0.5; break; case 830: bar = 0.5; break; case 831: bar = 0.5; break; case 832: bar = 0.5; break; case 833: bar = 0.5; break; case 834: bar = 0.5; break; case 835: bar = 0.49; break; case 836: bar = 0.49; break; case 837: bar = 0.49; break; case 838: bar = 0.49; break; case 839: bar = 0.49; break; case 840: bar = 0.49; break; case 841: bar = 0.48; break; case 842: bar = 0.48; break; case 843: bar = 0.48; break; case 844: bar = 0.48; break; case 845: bar = 0.48; break; case 846: bar = 0.48; break; case 847: bar = 0.48; break; case 848: bar = 0.47; break; case 849: bar = 0.47; break; case 850: bar = 0.47; break; case 851: bar = 0.47; break; case 852: bar = 0.47; break; case 853: bar = 0.47; break; case 854: bar = 0.47; break; case 855: bar = 0.46; break; case 856: bar = 0.46; break; case 857: bar = 0.46; break; case 858: bar = 0.46; break; case 859: bar = 0.46; break; case 860: bar = 0.46; break; case 861: bar = 0.46; break; case 862: bar = 0.45; break; case 863: bar = 0.45; break; case 864: bar = 0.45; break; case 865: bar = 0.45; break; case 866: bar = 0.45; break; case 867: bar = 0.45; break; case 868: bar = 0.45; break; case 869: bar = 0.44; break; case 870: bar = 0.44; break; case 871: bar = 0.44; break; case 872: bar = 0.44; break; case 873: bar = 0.44; break; case 874: bar = 0.44; break; case 875: bar = 0.44; break; case 876: bar = 0.43; break; case 877: bar = 0.43; break; case 878: bar = 0.43; break; case 879: bar = 0.43; break; case 880: bar = 0.43; break; case 881: bar = 0.43; break; case 882: bar = 0.43; break; case 883: bar = 0.42; break; case 884: bar = 0.42; break; case 885: bar = 0.42; break; case 886: bar = 0.42; break; case 887: bar = 0.42; break; case 888: bar = 0.42; break; case 889: bar = 0.42; break; case 890: bar = 0.41; break; case 891: bar = 0.41; break; case 892: bar = 0.41; break; case 893: bar = 0.41; break; case 894: bar = 0.41; break; case 895: bar = 0.41; break; case 896: bar = 0.41; break; case 897: bar = 0.41; break; case 898: bar = 0.4; break; case 899: bar = 0.4; break; case 900: bar = 0.4; break; case 901: bar = 0.4; break; case 902: bar = 0.4; break; case 903: bar = 0.4; break; case 904: bar = 0.4; break; case 905: bar = 0.39; break; case 906: bar = 0.39; break; case 907: bar = 0.39; break; case 908: bar = 0.39; break; case 909: bar = 0.39; break; case 910: bar = 0.39; break; case 911: bar = 0.39; break; case 912: bar = 0.39; break; case 913: bar = 0.38; break; case 914: bar = 0.38; break; case 915: bar = 0.38; break; case 916: bar = 0.38; break; case 917: bar = 0.38; break; case 918: bar = 0.38; break; case 919: bar = 0.38; break; case 920: bar = 0.38; break; case 921: bar = 0.37; break; case 922: bar = 0.37; break; case 923: bar = 0.37; break; case 924: bar = 0.37; break; case 925: bar = 0.37; break; case 926: bar = 0.37; break; case 927: bar = 0.37; break; case 928: bar = 0.37; break; case 929: bar = 0.36; break; case 930: bar = 0.36; break; case 931: bar = 0.36; break; case 932: bar = 0.36; break; case 933: bar = 0.36; break; case 934: bar = 0.36; break; case 935: bar = 0.36; break; case 936: bar = 0.36; break; case 937: bar = 0.35; break; case 938: bar = 0.35; break; case 939: bar = 0.35; break; case 940: bar = 0.35; break; case 941: bar = 0.35; break; case 942: bar = 0.35; break; case 943: bar = 0.35; break; case 944: bar = 0.35; break; case 945: bar = 0.34; break; case 946: bar = 0.34; break; case 947: bar = 0.34; break; case 948: bar = 0.34; break; case 949: bar = 0.34; break; case 950: bar = 0.34; break; case 951: bar = 0.34; break; case 952: bar = 0.34; break; case 953: bar = 0.33; break; case 954: bar = 0.33; break; case 955: bar = 0.33; break; case 956: bar = 0.33; break; case 957: bar = 0.33; break; case 958: bar = 0.33; break; case 959: bar = 0.33; break; case 960: bar = 0.33; break; case 961: bar = 0.32; break; case 962: bar = 0.32; break; case 963: bar = 0.32; break; case 964: bar = 0.32; break; case 965: bar = 0.32; break; case 966: bar = 0.32; break; case 967: bar = 0.32; break; case 968: bar = 0.32; break; case 969: bar = 0.32; break; case 970: bar = 0.31; break; case 971: bar = 0.31; break; case 972: bar = 0.31; break; case 973: bar = 0.31; break; case 974: bar = 0.31; break; case 975: bar = 0.31; break; case 976: bar = 0.31; break; case 977: bar = 0.31; break; case 978: bar = 0.3; break; case 979: bar = 0.3; break; case 980: bar = 0.3; break; case 981: bar = 0.3; break; case 982: bar = 0.3; break; case 983: bar = 0.3; break; case 984: bar = 0.3; break; case 985: bar = 0.3; break; case 986: bar = 0.3; break; case 987: bar = 0.29; break; case 988: bar = 0.29; break; case 989: bar = 0.29; break; case 990: bar = 0.29; break; case 991: bar = 0.29; break; case 992: bar = 0.29; break; case 993: bar = 0.29; break; case 994: bar = 0.29; break; case 995: bar = 0.29; break; case 996: bar = 0.28; break; case 997: bar = 0.28; break; case 998: bar = 0.28; break; case 999: bar = 0.28; break; case 1000: bar = 0.28; break; case 1001: bar = 0.28; break; case 1002: bar = 0.28; break; case 1003: bar = 0.28; break; case 1004: bar = 0.28; break; case 1005: bar = 0.27; break; case 1006: bar = 0.27; break; case 1007: bar = 0.27; break; case 1008: bar = 0.27; break; case 1009: bar = 0.27; break; case 1010: bar = 0.27; break; case 1011: bar = 0.27; break; case 1012: bar = 0.27; break; case 1013: bar = 0.27; break; case 1014: bar = 0.26; break; case 1015: bar = 0.26; break; case 1016: bar = 0.26; break; case 1017: bar = 0.26; break; case 1018: bar = 0.26; break; case 1019: bar = 0.26; break; case 1020: bar = 0.26; break; case 1021: bar = 0.26; break; case 1022: bar = 0.26; break; case 1023: bar = 0.26; break; case 1024: bar = 0.25; break;
case 57: bar = 12.34; break; | case 57: bar = 12.34; break; case 58: bar = 12.16; break; case 59: bar = 11.98; break; case 60: bar = 11.81; break; case 61: bar = 11.65; break; case 62: bar = 11.48; break; case 63: bar = 11.33; break; case 64: bar = 11.17; break; case 65: bar = 11.02; break; case 66: bar = 10.88; break; case 67: bar = 10.74; break; case 68: bar = 10.6; break; case 69: bar = 10.47; break; case 70: bar = 10.34; break; case 71: bar = 10.21; break; case 72: bar = 10.09; break; case 73: bar = 9.97; break; case 74: bar = 9.85; break; case 75: bar = 9.73; break; case 76: bar = 9.62; break; case 77: bar = 9.51; break; case 78: bar = 9.4; break; case 79: bar = 9.3; break; case 80: bar = 9.19; break; case 81: bar = 9.09; break; case 82: bar = 9; break; case 83: bar = 8.9; break; case 84: bar = 8.81; break; case 85: bar = 8.71; break; case 86: bar = 8.62; break; case 87: bar = 8.53; break; case 88: bar = 8.45; break; case 89: bar = 8.36; break; case 90: bar = 8.28; break; case 91: bar = 8.2; break; case 92: bar = 8.12; break; case 93: bar = 8.04; break; case 94: bar = 7.96; break; case 95: bar = 7.89; break; case 96: bar = 7.81; break; case 97: bar = 7.74; break; case 98: bar = 7.67; break; case 99: bar = 7.6; break; case 100: bar = 7.53; break; case 101: bar = 7.46; break; case 102: bar = 7.4; break; case 103: bar = 7.33; break; case 104: bar = 7.27; break; case 105: bar = 7.2; break; case 106: bar = 7.14; break; case 107: bar = 7.08; break; case 108: bar = 7.02; break; case 109: bar = 6.96; break; case 110: bar = 6.9; break; case 111: bar = 6.85; break; case 112: bar = 6.79; break; case 113: bar = 6.74; break; case 114: bar = 6.68; break; case 115: bar = 6.63; break; case 116: bar = 6.57; break; case 117: bar = 6.52; break; case 118: bar = 6.47; break; case 119: bar = 6.42; break; case 120: bar = 6.37; break; case 121: bar = 6.32; break; case 122: bar = 6.27; break; case 123: bar = 6.23; break; case 124: bar = 6.18; break; case 125: bar = 6.13; break; case 126: bar = 6.09; break; case 127: bar = 6.04; break; case 128: bar = 6; break; case 129: bar = 5.95; break; case 130: bar = 5.91; break; case 131: bar = 5.87; break; case 132: bar = 5.83; break; case 133: bar = 5.79; break; case 134: bar = 5.75; break; case 135: bar = 5.71; break; case 136: bar = 5.67; break; case 137: bar = 5.63; break; case 138: bar = 5.59; break; case 139: bar = 5.55; break; case 140: bar = 5.51; break; case 141: bar = 5.47; break; case 142: bar = 5.44; break; case 143: bar = 5.4; break; case 144: bar = 5.37; break; case 145: bar = 5.33; break; case 146: bar = 5.3; break; case 147: bar = 5.26; break; case 148: bar = 5.23; break; case 149: bar = 5.19; break; case 150: bar = 5.16; break; case 151: bar = 5.13; break; case 152: bar = 5.09; break; case 153: bar = 5.06; break; case 154: bar = 5.03; break; case 155: bar = 5; break; case 156: bar = 4.97; break; case 157: bar = 4.94; break; case 158: bar = 4.91; break; case 159: bar = 4.88; break; case 160: bar = 4.85; break; case 161: bar = 4.82; break; case 162: bar = 4.79; break; case 163: bar = 4.76; break; case 164: bar = 4.73; break; case 165: bar = 4.7; break; case 166: bar = 4.68; break; case 167: bar = 4.65; break; case 168: bar = 4.62; break; case 169: bar = 4.59; break; case 170: bar = 4.57; break; case 171: bar = 4.54; break; case 172: bar = 4.52; break; case 173: bar = 4.49; break; case 174: bar = 4.46; break; case 175: bar = 4.44; break; case 176: bar = 4.41; break; case 177: bar = 4.39; break; case 178: bar = 4.36; break; case 179: bar = 4.34; break; case 180: bar = 4.32; break; case 181: bar = 4.29; break; case 182: bar = 4.27; break; case 183: bar = 4.25; break; case 184: bar = 4.22; break; case 185: bar = 4.2; break; case 186: bar = 4.18; break; case 187: bar = 4.15; break; case 188: bar = 4.13; break; case 189: bar = 4.11; break; case 190: bar = 4.09; break; case 191: bar = 4.07; break; case 192: bar = 4.05; break; case 193: bar = 4.02; break; case 194: bar = 4; break; case 195: bar = 3.98; break; case 196: bar = 3.96; break; case 197: bar = 3.94; break; case 198: bar = 3.92; break; case 199: bar = 3.9; break; case 200: bar = 3.88; break; case 201: bar = 3.86; break; case 202: bar = 3.84; break; case 203: bar = 3.82; break; case 204: bar = 3.8; break; case 205: bar = 3.78; break; case 206: bar = 3.77; break; case 207: bar = 3.75; break; case 208: bar = 3.73; break; case 209: bar = 3.71; break; case 210: bar = 3.69; break; case 211: bar = 3.67; break; case 212: bar = 3.66; break; case 213: bar = 3.64; break; case 214: bar = 3.62; break; case 215: bar = 3.6; break; case 216: bar = 3.59; break; case 217: bar = 3.57; break; case 218: bar = 3.55; break; case 219: bar = 3.53; break; case 220: bar = 3.52; break; case 221: bar = 3.5; break; case 222: bar = 3.48; break; case 223: bar = 3.47; break; case 224: bar = 3.45; break; case 225: bar = 3.44; break; case 226: bar = 3.42; break; case 227: bar = 3.4; break; case 228: bar = 3.39; break; case 229: bar = 3.37; break; case 230: bar = 3.36; break; case 231: bar = 3.34; break; case 232: bar = 3.33; break; case 233: bar = 3.31; break; case 234: bar = 3.3; break; case 235: bar = 3.28; break; case 236: bar = 3.27; break; case 237: bar = 3.25; break; case 238: bar = 3.24; break; case 239: bar = 3.22; break; case 240: bar = 3.21; break; case 241: bar = 3.19; break; case 242: bar = 3.18; break; case 243: bar = 3.17; break; case 244: bar = 3.15; break; case 245: bar = 3.14; break; case 246: bar = 3.12; break; case 247: bar = 3.11; break; case 248: bar = 3.1; break; case 249: bar = 3.08; break; case 250: bar = 3.07; break; case 251: bar = 3.06; break; case 252: bar = 3.04; break; case 253: bar = 3.03; break; case 254: bar = 3.02; break; case 255: bar = 3.01; break; case 256: bar = 2.99; break; case 257: bar = 2.98; break; case 258: bar = 2.97; break; case 259: bar = 2.96; break; case 260: bar = 2.94; break; case 261: bar = 2.93; break; case 262: bar = 2.92; break; case 263: bar = 2.91; break; case 264: bar = 2.89; break; case 265: bar = 2.88; break; case 266: bar = 2.87; break; case 267: bar = 2.86; break; case 268: bar = 2.85; break; case 269: bar = 2.83; break; case 270: bar = 2.82; break; case 271: bar = 2.81; break; case 272: bar = 2.8; break; case 273: bar = 2.79; break; case 274: bar = 2.78; break; case 275: bar = 2.77; break; case 276: bar = 2.76; break; case 277: bar = 2.74; break; case 278: bar = 2.73; break; case 279: bar = 2.72; break; case 280: bar = 2.71; break; case 281: bar = 2.7; break; case 282: bar = 2.69; break; case 283: bar = 2.68; break; case 284: bar = 2.67; break; case 285: bar = 2.66; break; case 286: bar = 2.65; break; case 287: bar = 2.64; break; case 288: bar = 2.63; break; case 289: bar = 2.62; break; case 290: bar = 2.61; break; case 291: bar = 2.6; break; case 292: bar = 2.59; break; case 293: bar = 2.58; break; case 294: bar = 2.57; break; case 295: bar = 2.56; break; case 296: bar = 2.55; break; case 297: bar = 2.54; break; case 298: bar = 2.53; break; case 299: bar = 2.52; break; case 300: bar = 2.51; break; case 301: bar = 2.5; break; case 302: bar = 2.49; break; case 303: bar = 2.48; break; case 304: bar = 2.47; break; case 305: bar = 2.46; break; case 306: bar = 2.45; break; case 307: bar = 2.44; break; case 308: bar = 2.43; break; case 309: bar = 2.42; break; case 310: bar = 2.41; break; case 311: bar = 2.41; break; case 312: bar = 2.4; break; case 313: bar = 2.39; break; case 314: bar = 2.38; break; case 315: bar = 2.37; break; case 316: bar = 2.36; break; case 317: bar = 2.35; break; case 318: bar = 2.34; break; case 319: bar = 2.34; break; case 320: bar = 2.33; break; case 321: bar = 2.32; break; case 322: bar = 2.31; break; case 323: bar = 2.3; break; case 324: bar = 2.29; break; case 325: bar = 2.28; break; case 326: bar = 2.28; break; case 327: bar = 2.27; break; case 328: bar = 2.26; break; case 329: bar = 2.25; break; case 330: bar = 2.24; break; case 331: bar = 2.24; break; case 332: bar = 2.23; break; case 333: bar = 2.22; break; case 334: bar = 2.21; break; case 335: bar = 2.2; break; case 336: bar = 2.2; break; case 337: bar = 2.19; break; case 338: bar = 2.18; break; case 339: bar = 2.17; break; case 340: bar = 2.17; break; case 341: bar = 2.16; break; case 342: bar = 2.15; break; case 343: bar = 2.14; break; case 344: bar = 2.13; break; case 345: bar = 2.13; break; case 346: bar = 2.12; break; case 347: bar = 2.11; break; case 348: bar = 2.11; break; case 349: bar = 2.1; break; case 350: bar = 2.09; break; case 351: bar = 2.08; break; case 352: bar = 2.08; break; case 353: bar = 2.07; break; case 354: bar = 2.06; break; case 355: bar = 2.05; break; case 356: bar = 2.05; break; case 357: bar = 2.04; break; case 358: bar = 2.03; break; case 359: bar = 2.03; break; case 360: bar = 2.02; break; case 361: bar = 2.01; break; case 362: bar = 2.01; break; case 363: bar = 2; break; case 364: bar = 1.99; break; case 365: bar = 1.99; break; case 366: bar = 1.98; break; case 367: bar = 1.97; break; case 368: bar = 1.97; break; case 369: bar = 1.96; break; case 370: bar = 1.95; break; case 371: bar = 1.95; break; case 372: bar = 1.94; break; case 373: bar = 1.93; break; case 374: bar = 1.93; break; case 375: bar = 1.92; break; case 376: bar = 1.91; break; case 377: bar = 1.91; break; case 378: bar = 1.9; break; case 379: bar = 1.89; break; case 380: bar = 1.89; break; case 381: bar = 1.88; break; case 382: bar = 1.88; break; case 383: bar = 1.87; break; case 384: bar = 1.86; break; case 385: bar = 1.86; break; case 386: bar = 1.85; break; case 387: bar = 1.85; break; case 388: bar = 1.84; break; case 389: bar = 1.83; break; case 390: bar = 1.83; break; case 391: bar = 1.82; break; case 392: bar = 1.82; break; case 393: bar = 1.81; break; case 394: bar = 1.8; break; case 395: bar = 1.8; break; case 396: bar = 1.79; break; case 397: bar = 1.79; break; case 398: bar = 1.78; break; case 399: bar = 1.77; break; case 400: bar = 1.77; break; case 401: bar = 1.76; break; case 402: bar = 1.76; break; case 403: bar = 1.75; break; case 404: bar = 1.75; break; case 405: bar = 1.74; break; case 406: bar = 1.73; break; case 407: bar = 1.73; break; case 408: bar = 1.72; break; case 409: bar = 1.72; break; case 410: bar = 1.71; break; case 411: bar = 1.71; break; case 412: bar = 1.7; break; case 413: bar = 1.7; break; case 414: bar = 1.69; break; case 415: bar = 1.69; break; case 416: bar = 1.68; break; case 417: bar = 1.67; break; case 418: bar = 1.67; break; case 419: bar = 1.66; break; case 420: bar = 1.66; break; case 421: bar = 1.65; break; case 422: bar = 1.65; break; case 423: bar = 1.64; break; case 424: bar = 1.64; break; case 425: bar = 1.63; break; case 426: bar = 1.63; break; case 427: bar = 1.62; break; case 428: bar = 1.62; break; case 429: bar = 1.61; break; case 430: bar = 1.61; break; case 431: bar = 1.6; break; case 432: bar = 1.6; break; case 433: bar = 1.59; break; case 434: bar = 1.59; break; case 435: bar = 1.58; break; case 436: bar = 1.58; break; case 437: bar = 1.57; break; case 438: bar = 1.57; break; case 439: bar = 1.56; break; case 440: bar = 1.56; break; case 441: bar = 1.55; break; case 442: bar = 1.55; break; case 443: bar = 1.54; break; case 444: bar = 1.54; break; case 445: bar = 1.53; break; case 446: bar = 1.53; break; case 447: bar = 1.53; break; case 448: bar = 1.52; break; case 449: bar = 1.52; break; case 450: bar = 1.51; break; case 451: bar = 1.51; break; case 452: bar = 1.5; break; case 453: bar = 1.5; break; case 454: bar = 1.49; break; case 455: bar = 1.49; break; case 456: bar = 1.48; break; case 457: bar = 1.48; break; case 458: bar = 1.47; break; case 459: bar = 1.47; break; case 460: bar = 1.47; break; case 461: bar = 1.46; break; case 462: bar = 1.46; break; case 463: bar = 1.45; break; case 464: bar = 1.45; break; case 465: bar = 1.44; break; case 466: bar = 1.44; break; case 467: bar = 1.44; break; case 468: bar = 1.43; break; case 469: bar = 1.43; break; case 470: bar = 1.42; break; case 471: bar = 1.42; break; case 472: bar = 1.41; break; case 473: bar = 1.41; break; case 474: bar = 1.41; break; case 475: bar = 1.4; break; case 476: bar = 1.4; break; case 477: bar = 1.39; break; case 478: bar = 1.39; break; case 479: bar = 1.38; break; case 480: bar = 1.38; break; case 481: bar = 1.38; break; case 482: bar = 1.37; break; case 483: bar = 1.37; break; case 484: bar = 1.36; break; case 485: bar = 1.36; break; case 486: bar = 1.36; break; case 487: bar = 1.35; break; case 488: bar = 1.35; break; case 489: bar = 1.34; break; case 490: bar = 1.34; break; case 491: bar = 1.34; break; case 492: bar = 1.33; break; case 493: bar = 1.33; break; case 494: bar = 1.32; break; case 495: bar = 1.32; break; case 496: bar = 1.32; break; case 497: bar = 1.31; break; case 498: bar = 1.31; break; case 499: bar = 1.3; break; case 500: bar = 1.3; break; case 501: bar = 1.3; break; case 502: bar = 1.29; break; case 503: bar = 1.29; break; case 504: bar = 1.29; break; case 505: bar = 1.28; break; case 506: bar = 1.28; break; case 507: bar = 1.27; break; case 508: bar = 1.27; break; case 509: bar = 1.27; break; case 510: bar = 1.26; break; case 511: bar = 1.26; break; case 512: bar = 1.26; break; case 513: bar = 1.25; break; case 514: bar = 1.25; break; case 515: bar = 1.24; break; case 516: bar = 1.24; break; case 517: bar = 1.24; break; case 518: bar = 1.23; break; case 519: bar = 1.23; break; case 520: bar = 1.23; break; case 521: bar = 1.22; break; case 522: bar = 1.22; break; case 523: bar = 1.22; break; case 524: bar = 1.21; break; case 525: bar = 1.21; break; case 526: bar = 1.21; break; case 527: bar = 1.2; break; case 528: bar = 1.2; break; case 529: bar = 1.2; break; case 530: bar = 1.19; break; case 531: bar = 1.19; break; case 532: bar = 1.18; break; case 533: bar = 1.18; break; case 534: bar = 1.18; break; case 535: bar = 1.17; break; case 536: bar = 1.17; break; case 537: bar = 1.17; break; case 538: bar = 1.16; break; case 539: bar = 1.16; break; case 540: bar = 1.16; break; case 541: bar = 1.15; break; case 542: bar = 1.15; break; case 543: bar = 1.15; break; case 544: bar = 1.14; break; case 545: bar = 1.14; break; case 546: bar = 1.14; break; case 547: bar = 1.13; break; case 548: bar = 1.13; break; case 549: bar = 1.13; break; case 550: bar = 1.12; break; case 551: bar = 1.12; break; case 552: bar = 1.12; break; case 553: bar = 1.12; break; case 554: bar = 1.11; break; case 555: bar = 1.11; break; case 556: bar = 1.11; break; case 557: bar = 1.1; break; case 558: bar = 1.1; break; case 559: bar = 1.1; break; case 560: bar = 1.09; break; case 561: bar = 1.09; break; case 562: bar = 1.09; break; case 563: bar = 1.08; break; case 564: bar = 1.08; break; case 565: bar = 1.08; break; case 566: bar = 1.07; break; case 567: bar = 1.07; break; case 568: bar = 1.07; break; case 569: bar = 1.07; break; case 570: bar = 1.06; break; case 571: bar = 1.06; break; case 572: bar = 1.06; break; case 573: bar = 1.05; break; case 574: bar = 1.05; break; case 575: bar = 1.05; break; case 576: bar = 1.04; break; case 577: bar = 1.04; break; case 578: bar = 1.04; break; case 579: bar = 1.04; break; case 580: bar = 1.03; break; case 581: bar = 1.03; break; case 582: bar = 1.03; break; case 583: bar = 1.02; break; case 584: bar = 1.02; break; case 585: bar = 1.02; break; case 586: bar = 1.02; break; case 587: bar = 1.01; break; case 588: bar = 1.01; break; case 589: bar = 1.01; break; case 590: bar = 1; break; case 591: bar = 1; break; case 592: bar = 1; break; case 593: bar = 1; break; case 594: bar = 0.99; break; case 595: bar = 0.99; break; case 596: bar = 0.99; break; case 597: bar = 0.98; break; case 598: bar = 0.98; break; case 599: bar = 0.98; break; case 600: bar = 0.98; break; case 601: bar = 0.97; break; case 602: bar = 0.97; break; case 603: bar = 0.97; break; case 604: bar = 0.96; break; case 605: bar = 0.96; break; case 606: bar = 0.96; break; case 607: bar = 0.96; break; case 608: bar = 0.95; break; case 609: bar = 0.95; break; case 610: bar = 0.95; break; case 611: bar = 0.95; break; case 612: bar = 0.94; break; case 613: bar = 0.94; break; case 614: bar = 0.94; break; case 615: bar = 0.94; break; case 616: bar = 0.93; break; case 617: bar = 0.93; break; case 618: bar = 0.93; break; case 619: bar = 0.92; break; case 620: bar = 0.92; break; case 621: bar = 0.92; break; case 622: bar = 0.92; break; case 623: bar = 0.91; break; case 624: bar = 0.91; break; case 625: bar = 0.91; break; case 626: bar = 0.91; break; case 627: bar = 0.9; break; case 628: bar = 0.9; break; case 629: bar = 0.9; break; case 630: bar = 0.9; break; case 631: bar = 0.89; break; case 632: bar = 0.89; break; case 633: bar = 0.89; break; case 634: bar = 0.89; break; case 635: bar = 0.88; break; case 636: bar = 0.88; break; case 637: bar = 0.88; break; case 638: bar = 0.88; break; case 639: bar = 0.87; break; case 640: bar = 0.87; break; case 641: bar = 0.87; break; case 642: bar = 0.87; break; case 643: bar = 0.86; break; case 644: bar = 0.86; break; case 645: bar = 0.86; break; case 646: bar = 0.86; break; case 647: bar = 0.85; break; case 648: bar = 0.85; break; case 649: bar = 0.85; break; case 650: bar = 0.85; break; case 651: bar = 0.84; break; case 652: bar = 0.84; break; case 653: bar = 0.84; break; case 654: bar = 0.84; break; case 655: bar = 0.84; break; case 656: bar = 0.83; break; case 657: bar = 0.83; break; case 658: bar = 0.83; break; case 659: bar = 0.83; break; case 660: bar = 0.82; break; case 661: bar = 0.82; break; case 662: bar = 0.82; break; case 663: bar = 0.82; break; case 664: bar = 0.81; break; case 665: bar = 0.81; break; case 666: bar = 0.81; break; case 667: bar = 0.81; break; case 668: bar = 0.81; break; case 669: bar = 0.8; break; case 670: bar = 0.8; break; case 671: bar = 0.8; break; case 672: bar = 0.8; break; case 673: bar = 0.79; break; case 674: bar = 0.79; break; case 675: bar = 0.79; break; case 676: bar = 0.79; break; case 677: bar = 0.78; break; case 678: bar = 0.78; break; case 679: bar = 0.78; break; case 680: bar = 0.78; break; case 681: bar = 0.78; break; case 682: bar = 0.77; break; case 683: bar = 0.77; break; case 684: bar = 0.77; break; case 685: bar = 0.77; break; case 686: bar = 0.77; break; case 687: bar = 0.76; break; case 688: bar = 0.76; break; case 689: bar = 0.76; break; case 690: bar = 0.76; break; case 691: bar = 0.75; break; case 692: bar = 0.75; break; case 693: bar = 0.75; break; case 694: bar = 0.75; break; case 695: bar = 0.75; break; case 696: bar = 0.74; break; case 697: bar = 0.74; break; case 698: bar = 0.74; break; case 699: bar = 0.74; break; case 700: bar = 0.74; break; case 701: bar = 0.73; break; case 702: bar = 0.73; break; case 703: bar = 0.73; break; case 704: bar = 0.73; break; case 705: bar = 0.72; break; case 706: bar = 0.72; break; case 707: bar = 0.72; break; case 708: bar = 0.72; break; case 709: bar = 0.72; break; case 710: bar = 0.71; break; case 711: bar = 0.71; break; case 712: bar = 0.71; break; case 713: bar = 0.71; break; case 714: bar = 0.71; break; case 715: bar = 0.7; break; case 716: bar = 0.7; break; case 717: bar = 0.7; break; case 718: bar = 0.7; break; case 719: bar = 0.7; break; case 720: bar = 0.69; break; case 721: bar = 0.69; break; case 722: bar = 0.69; break; case 723: bar = 0.69; break; case 724: bar = 0.69; break; case 725: bar = 0.68; break; case 726: bar = 0.68; break; case 727: bar = 0.68; break; case 728: bar = 0.68; break; case 729: bar = 0.68; break; case 730: bar = 0.67; break; case 731: bar = 0.67; break; case 732: bar = 0.67; break; case 733: bar = 0.67; break; case 734: bar = 0.67; break; case 735: bar = 0.67; break; case 736: bar = 0.66; break; case 737: bar = 0.66; break; case 738: bar = 0.66; break; case 739: bar = 0.66; break; case 740: bar = 0.66; break; case 741: bar = 0.65; break; case 742: bar = 0.65; break; case 743: bar = 0.65; break; case 744: bar = 0.65; break; case 745: bar = 0.65; break; case 746: bar = 0.64; break; case 747: bar = 0.64; break; case 748: bar = 0.64; break; case 749: bar = 0.64; break; case 750: bar = 0.64; break; case 751: bar = 0.64; break; case 752: bar = 0.63; break; case 753: bar = 0.63; break; case 754: bar = 0.63; break; case 755: bar = 0.63; break; case 756: bar = 0.63; break; case 757: bar = 0.62; break; case 758: bar = 0.62; break; case 759: bar = 0.62; break; case 760: bar = 0.62; break; case 761: bar = 0.62; break; case 762: bar = 0.61; break; case 763: bar = 0.61; break; case 764: bar = 0.61; break; case 765: bar = 0.61; break; case 766: bar = 0.61; break; case 767: bar = 0.61; break; case 768: bar = 0.6; break; case 769: bar = 0.6; break; case 770: bar = 0.6; break; case 771: bar = 0.6; break; case 772: bar = 0.6; break; case 773: bar = 0.6; break; case 774: bar = 0.59; break; case 775: bar = 0.59; break; case 776: bar = 0.59; break; case 777: bar = 0.59; break; case 778: bar = 0.59; break; case 779: bar = 0.59; break; case 780: bar = 0.58; break; case 781: bar = 0.58; break; case 782: bar = 0.58; break; case 783: bar = 0.58; break; case 784: bar = 0.58; break; case 785: bar = 0.57; break; case 786: bar = 0.57; break; case 787: bar = 0.57; break; case 788: bar = 0.57; break; case 789: bar = 0.57; break; case 790: bar = 0.57; break; case 791: bar = 0.56; break; case 792: bar = 0.56; break; case 793: bar = 0.56; break; case 794: bar = 0.56; break; case 795: bar = 0.56; break; case 796: bar = 0.56; break; case 797: bar = 0.55; break; case 798: bar = 0.55; break; case 799: bar = 0.55; break; case 800: bar = 0.55; break; case 801: bar = 0.55; break; case 802: bar = 0.55; break; case 803: bar = 0.54; break; case 804: bar = 0.54; break; case 805: bar = 0.54; break; case 806: bar = 0.54; break; case 807: bar = 0.54; break; case 808: bar = 0.54; break; case 809: bar = 0.53; break; case 810: bar = 0.53; break; case 811: bar = 0.53; break; case 812: bar = 0.53; break; case 813: bar = 0.53; break; case 814: bar = 0.53; break; case 815: bar = 0.53; break; case 816: bar = 0.52; break; case 817: bar = 0.52; break; case 818: bar = 0.52; break; case 819: bar = 0.52; break; case 820: bar = 0.52; break; case 821: bar = 0.52; break; case 822: bar = 0.51; break; case 823: bar = 0.51; break; case 824: bar = 0.51; break; case 825: bar = 0.51; break; case 826: bar = 0.51; break; case 827: bar = 0.51; break; case 828: bar = 0.5; break; case 829: bar = 0.5; break; case 830: bar = 0.5; break; case 831: bar = 0.5; break; case 832: bar = 0.5; break; case 833: bar = 0.5; break; case 834: bar = 0.5; break; case 835: bar = 0.49; break; case 836: bar = 0.49; break; case 837: bar = 0.49; break; case 838: bar = 0.49; break; case 839: bar = 0.49; break; case 840: bar = 0.49; break; case 841: bar = 0.48; break; case 842: bar = 0.48; break; case 843: bar = 0.48; break; case 844: bar = 0.48; break; case 845: bar = 0.48; break; case 846: bar = 0.48; break; case 847: bar = 0.48; break; case 848: bar = 0.47; break; case 849: bar = 0.47; break; case 850: bar = 0.47; break; case 851: bar = 0.47; break; case 852: bar = 0.47; break; case 853: bar = 0.47; break; case 854: bar = 0.47; break; case 855: bar = 0.46; break; case 856: bar = 0.46; break; case 857: bar = 0.46; break; case 858: bar = 0.46; break; case 859: bar = 0.46; break; case 860: bar = 0.46; break; case 861: bar = 0.46; break; case 862: bar = 0.45; break; case 863: bar = 0.45; break; case 864: bar = 0.45; break; case 865: bar = 0.45; break; case 866: bar = 0.45; break; case 867: bar = 0.45; break; case 868: bar = 0.45; break; case 869: bar = 0.44; break; case 870: bar = 0.44; break; case 871: bar = 0.44; break; case 872: bar = 0.44; break; case 873: bar = 0.44; break; case 874: bar = 0.44; break; case 875: bar = 0.44; break; case 876: bar = 0.43; break; case 877: bar = 0.43; break; case 878: bar = 0.43; break; case 879: bar = 0.43; break; case 880: bar = 0.43; break; case 881: bar = 0.43; break; case 882: bar = 0.43; break; case 883: bar = 0.42; break; case 884: bar = 0.42; break; case 885: bar = 0.42; break; case 886: bar = 0.42; break; case 887: bar = 0.42; break; case 888: bar = 0.42; break; case 889: bar = 0.42; break; case 890: bar = 0.41; break; case 891: bar = 0.41; break; case 892: bar = 0.41; break; case 893: bar = 0.41; break; case 894: bar = 0.41; break; case 895: bar = 0.41; break; case 896: bar = 0.41; break; case 897: bar = 0.41; break; case 898: bar = 0.4; break; case 899: bar = 0.4; break; case 900: bar = 0.4; break; case 901: bar = 0.4; break; case 902: bar = 0.4; break; case 903: bar = 0.4; break; case 904: bar = 0.4; break; case 905: bar = 0.39; break; case 906: bar = 0.39; break; case 907: bar = 0.39; break; case 908: bar = 0.39; break; case 909: bar = 0.39; break; case 910: bar = 0.39; break; case 911: bar = 0.39; break; case 912: bar = 0.39; break; case 913: bar = 0.38; break; case 914: bar = 0.38; break; case 915: bar = 0.38; break; case 916: bar = 0.38; break; case 917: bar = 0.38; break; case 918: bar = 0.38; break; case 919: bar = 0.38; break; case 920: bar = 0.38; break; case 921: bar = 0.37; break; case 922: bar = 0.37; break; case 923: bar = 0.37; break; case 924: bar = 0.37; break; case 925: bar = 0.37; break; case 926: bar = 0.37; break; case 927: bar = 0.37; break; case 928: bar = 0.37; break; case 929: bar = 0.36; break; case 930: bar = 0.36; break; case 931: bar = 0.36; break; case 932: bar = 0.36; break; case 933: bar = 0.36; break; case 934: bar = 0.36; break; case 935: bar = 0.36; break; case 936: bar = 0.36; break; case 937: bar = 0.35; break; case 938: bar = 0.35; break; case 939: bar = 0.35; break; case 940: bar = 0.35; break; case 941: bar = 0.35; break; case 942: bar = 0.35; break; case 943: bar = 0.35; break; case 944: bar = 0.35; break; case 945: bar = 0.34; break; case 946: bar = 0.34; break; case 947: bar = 0.34; break; case 948: bar = 0.34; break; case 949: bar = 0.34; break; case 950: bar = 0.34; break; case 951: bar = 0.34; break; case 952: bar = 0.34; break; case 953: bar = 0.33; break; case 954: bar = 0.33; break; case 955: bar = 0.33; break; case 956: bar = 0.33; break; case 957: bar = 0.33; break; case 958: bar = 0.33; break; case 959: bar = 0.33; break; case 960: bar = 0.33; break; case 961: bar = 0.32; break; case 962: bar = 0.32; break; case 963: bar = 0.32; break; case 964: bar = 0.32; break; case 965: bar = 0.32; break; case 966: bar = 0.32; break; case 967: bar = 0.32; break; case 968: bar = 0.32; break; case 969: bar = 0.32; break; case 970: bar = 0.31; break; case 971: bar = 0.31; break; case 972: bar = 0.31; break; case 973: bar = 0.31; break; case 974: bar = 0.31; break; case 975: bar = 0.31; break; case 976: bar = 0.31; break; case 977: bar = 0.31; break; case 978: bar = 0.3; break; case 979: bar = 0.3; break; case 980: bar = 0.3; break; case 981: bar = 0.3; break; case 982: bar = 0.3; break; case 983: bar = 0.3; break; case 984: bar = 0.3; break; case 985: bar = 0.3; break; case 986: bar = 0.3; break; case 987: bar = 0.29; break; case 988: bar = 0.29; break; case 989: bar = 0.29; break; case 990: bar = 0.29; break; case 991: bar = 0.29; break; case 992: bar = 0.29; break; case 993: bar = 0.29; break; case 994: bar = 0.29; break; case 995: bar = 0.29; break; case 996: bar = 0.28; break; case 997: bar = 0.28; break; case 998: bar = 0.28; break; case 999: bar = 0.28; break; case 1000: bar = 0.28; break; case 1001: bar = 0.28; break; case 1002: bar = 0.28; break; case 1003: bar = 0.28; break; case 1004: bar = 0.28; break; case 1005: bar = 0.27; break; case 1006: bar = 0.27; break; case 1007: bar = 0.27; break; case 1008: bar = 0.27; break; case 1009: bar = 0.27; break; case 1010: bar = 0.27; break; case 1011: bar = 0.27; break; case 1012: bar = 0.27; break; case 1013: bar = 0.27; break; case 1014: bar = 0.26; break; case 1015: bar = 0.26; break; case 1016: bar = 0.26; break; case 1017: bar = 0.26; break; case 1018: bar = 0.26; break; case 1019: bar = 0.26; break; case 1020: bar = 0.26; break; case 1021: bar = 0.26; break; case 1022: bar = 0.26; break; case 1023: bar = 0.26; break; case 1024: bar = 0.25; break;
case 58: bar = 12.16; break; | case 58: bar = 12.16; break; case 59: bar = 11.98; break; case 60: bar = 11.81; break; case 61: bar = 11.65; break; case 62: bar = 11.48; break; case 63: bar = 11.33; break; case 64: bar = 11.17; break; case 65: bar = 11.02; break; case 66: bar = 10.88; break; case 67: bar = 10.74; break; case 68: bar = 10.6; break; case 69: bar = 10.47; break; case 70: bar = 10.34; break; case 71: bar = 10.21; break; case 72: bar = 10.09; break; case 73: bar = 9.97; break; case 74: bar = 9.85; break; case 75: bar = 9.73; break; case 76: bar = 9.62; break; case 77: bar = 9.51; break; case 78: bar = 9.4; break; case 79: bar = 9.3; break; case 80: bar = 9.19; break; case 81: bar = 9.09; break; case 82: bar = 9; break; case 83: bar = 8.9; break; case 84: bar = 8.81; break; case 85: bar = 8.71; break; case 86: bar = 8.62; break; case 87: bar = 8.53; break; case 88: bar = 8.45; break; case 89: bar = 8.36; break; case 90: bar = 8.28; break; case 91: bar = 8.2; break; case 92: bar = 8.12; break; case 93: bar = 8.04; break; case 94: bar = 7.96; break; case 95: bar = 7.89; break; case 96: bar = 7.81; break; case 97: bar = 7.74; break; case 98: bar = 7.67; break; case 99: bar = 7.6; break; case 100: bar = 7.53; break; case 101: bar = 7.46; break; case 102: bar = 7.4; break; case 103: bar = 7.33; break; case 104: bar = 7.27; break; case 105: bar = 7.2; break; case 106: bar = 7.14; break; case 107: bar = 7.08; break; case 108: bar = 7.02; break; case 109: bar = 6.96; break; case 110: bar = 6.9; break; case 111: bar = 6.85; break; case 112: bar = 6.79; break; case 113: bar = 6.74; break; case 114: bar = 6.68; break; case 115: bar = 6.63; break; case 116: bar = 6.57; break; case 117: bar = 6.52; break; case 118: bar = 6.47; break; case 119: bar = 6.42; break; case 120: bar = 6.37; break; case 121: bar = 6.32; break; case 122: bar = 6.27; break; case 123: bar = 6.23; break; case 124: bar = 6.18; break; case 125: bar = 6.13; break; case 126: bar = 6.09; break; case 127: bar = 6.04; break; case 128: bar = 6; break; case 129: bar = 5.95; break; case 130: bar = 5.91; break; case 131: bar = 5.87; break; case 132: bar = 5.83; break; case 133: bar = 5.79; break; case 134: bar = 5.75; break; case 135: bar = 5.71; break; case 136: bar = 5.67; break; case 137: bar = 5.63; break; case 138: bar = 5.59; break; case 139: bar = 5.55; break; case 140: bar = 5.51; break; case 141: bar = 5.47; break; case 142: bar = 5.44; break; case 143: bar = 5.4; break; case 144: bar = 5.37; break; case 145: bar = 5.33; break; case 146: bar = 5.3; break; case 147: bar = 5.26; break; case 148: bar = 5.23; break; case 149: bar = 5.19; break; case 150: bar = 5.16; break; case 151: bar = 5.13; break; case 152: bar = 5.09; break; case 153: bar = 5.06; break; case 154: bar = 5.03; break; case 155: bar = 5; break; case 156: bar = 4.97; break; case 157: bar = 4.94; break; case 158: bar = 4.91; break; case 159: bar = 4.88; break; case 160: bar = 4.85; break; case 161: bar = 4.82; break; case 162: bar = 4.79; break; case 163: bar = 4.76; break; case 164: bar = 4.73; break; case 165: bar = 4.7; break; case 166: bar = 4.68; break; case 167: bar = 4.65; break; case 168: bar = 4.62; break; case 169: bar = 4.59; break; case 170: bar = 4.57; break; case 171: bar = 4.54; break; case 172: bar = 4.52; break; case 173: bar = 4.49; break; case 174: bar = 4.46; break; case 175: bar = 4.44; break; case 176: bar = 4.41; break; case 177: bar = 4.39; break; case 178: bar = 4.36; break; case 179: bar = 4.34; break; case 180: bar = 4.32; break; case 181: bar = 4.29; break; case 182: bar = 4.27; break; case 183: bar = 4.25; break; case 184: bar = 4.22; break; case 185: bar = 4.2; break; case 186: bar = 4.18; break; case 187: bar = 4.15; break; case 188: bar = 4.13; break; case 189: bar = 4.11; break; case 190: bar = 4.09; break; case 191: bar = 4.07; break; case 192: bar = 4.05; break; case 193: bar = 4.02; break; case 194: bar = 4; break; case 195: bar = 3.98; break; case 196: bar = 3.96; break; case 197: bar = 3.94; break; case 198: bar = 3.92; break; case 199: bar = 3.9; break; case 200: bar = 3.88; break; case 201: bar = 3.86; break; case 202: bar = 3.84; break; case 203: bar = 3.82; break; case 204: bar = 3.8; break; case 205: bar = 3.78; break; case 206: bar = 3.77; break; case 207: bar = 3.75; break; case 208: bar = 3.73; break; case 209: bar = 3.71; break; case 210: bar = 3.69; break; case 211: bar = 3.67; break; case 212: bar = 3.66; break; case 213: bar = 3.64; break; case 214: bar = 3.62; break; case 215: bar = 3.6; break; case 216: bar = 3.59; break; case 217: bar = 3.57; break; case 218: bar = 3.55; break; case 219: bar = 3.53; break; case 220: bar = 3.52; break; case 221: bar = 3.5; break; case 222: bar = 3.48; break; case 223: bar = 3.47; break; case 224: bar = 3.45; break; case 225: bar = 3.44; break; case 226: bar = 3.42; break; case 227: bar = 3.4; break; case 228: bar = 3.39; break; case 229: bar = 3.37; break; case 230: bar = 3.36; break; case 231: bar = 3.34; break; case 232: bar = 3.33; break; case 233: bar = 3.31; break; case 234: bar = 3.3; break; case 235: bar = 3.28; break; case 236: bar = 3.27; break; case 237: bar = 3.25; break; case 238: bar = 3.24; break; case 239: bar = 3.22; break; case 240: bar = 3.21; break; case 241: bar = 3.19; break; case 242: bar = 3.18; break; case 243: bar = 3.17; break; case 244: bar = 3.15; break; case 245: bar = 3.14; break; case 246: bar = 3.12; break; case 247: bar = 3.11; break; case 248: bar = 3.1; break; case 249: bar = 3.08; break; case 250: bar = 3.07; break; case 251: bar = 3.06; break; case 252: bar = 3.04; break; case 253: bar = 3.03; break; case 254: bar = 3.02; break; case 255: bar = 3.01; break; case 256: bar = 2.99; break; case 257: bar = 2.98; break; case 258: bar = 2.97; break; case 259: bar = 2.96; break; case 260: bar = 2.94; break; case 261: bar = 2.93; break; case 262: bar = 2.92; break; case 263: bar = 2.91; break; case 264: bar = 2.89; break; case 265: bar = 2.88; break; case 266: bar = 2.87; break; case 267: bar = 2.86; break; case 268: bar = 2.85; break; case 269: bar = 2.83; break; case 270: bar = 2.82; break; case 271: bar = 2.81; break; case 272: bar = 2.8; break; case 273: bar = 2.79; break; case 274: bar = 2.78; break; case 275: bar = 2.77; break; case 276: bar = 2.76; break; case 277: bar = 2.74; break; case 278: bar = 2.73; break; case 279: bar = 2.72; break; case 280: bar = 2.71; break; case 281: bar = 2.7; break; case 282: bar = 2.69; break; case 283: bar = 2.68; break; case 284: bar = 2.67; break; case 285: bar = 2.66; break; case 286: bar = 2.65; break; case 287: bar = 2.64; break; case 288: bar = 2.63; break; case 289: bar = 2.62; break; case 290: bar = 2.61; break; case 291: bar = 2.6; break; case 292: bar = 2.59; break; case 293: bar = 2.58; break; case 294: bar = 2.57; break; case 295: bar = 2.56; break; case 296: bar = 2.55; break; case 297: bar = 2.54; break; case 298: bar = 2.53; break; case 299: bar = 2.52; break; case 300: bar = 2.51; break; case 301: bar = 2.5; break; case 302: bar = 2.49; break; case 303: bar = 2.48; break; case 304: bar = 2.47; break; case 305: bar = 2.46; break; case 306: bar = 2.45; break; case 307: bar = 2.44; break; case 308: bar = 2.43; break; case 309: bar = 2.42; break; case 310: bar = 2.41; break; case 311: bar = 2.41; break; case 312: bar = 2.4; break; case 313: bar = 2.39; break; case 314: bar = 2.38; break; case 315: bar = 2.37; break; case 316: bar = 2.36; break; case 317: bar = 2.35; break; case 318: bar = 2.34; break; case 319: bar = 2.34; break; case 320: bar = 2.33; break; case 321: bar = 2.32; break; case 322: bar = 2.31; break; case 323: bar = 2.3; break; case 324: bar = 2.29; break; case 325: bar = 2.28; break; case 326: bar = 2.28; break; case 327: bar = 2.27; break; case 328: bar = 2.26; break; case 329: bar = 2.25; break; case 330: bar = 2.24; break; case 331: bar = 2.24; break; case 332: bar = 2.23; break; case 333: bar = 2.22; break; case 334: bar = 2.21; break; case 335: bar = 2.2; break; case 336: bar = 2.2; break; case 337: bar = 2.19; break; case 338: bar = 2.18; break; case 339: bar = 2.17; break; case 340: bar = 2.17; break; case 341: bar = 2.16; break; case 342: bar = 2.15; break; case 343: bar = 2.14; break; case 344: bar = 2.13; break; case 345: bar = 2.13; break; case 346: bar = 2.12; break; case 347: bar = 2.11; break; case 348: bar = 2.11; break; case 349: bar = 2.1; break; case 350: bar = 2.09; break; case 351: bar = 2.08; break; case 352: bar = 2.08; break; case 353: bar = 2.07; break; case 354: bar = 2.06; break; case 355: bar = 2.05; break; case 356: bar = 2.05; break; case 357: bar = 2.04; break; case 358: bar = 2.03; break; case 359: bar = 2.03; break; case 360: bar = 2.02; break; case 361: bar = 2.01; break; case 362: bar = 2.01; break; case 363: bar = 2; break; case 364: bar = 1.99; break; case 365: bar = 1.99; break; case 366: bar = 1.98; break; case 367: bar = 1.97; break; case 368: bar = 1.97; break; case 369: bar = 1.96; break; case 370: bar = 1.95; break; case 371: bar = 1.95; break; case 372: bar = 1.94; break; case 373: bar = 1.93; break; case 374: bar = 1.93; break; case 375: bar = 1.92; break; case 376: bar = 1.91; break; case 377: bar = 1.91; break; case 378: bar = 1.9; break; case 379: bar = 1.89; break; case 380: bar = 1.89; break; case 381: bar = 1.88; break; case 382: bar = 1.88; break; case 383: bar = 1.87; break; case 384: bar = 1.86; break; case 385: bar = 1.86; break; case 386: bar = 1.85; break; case 387: bar = 1.85; break; case 388: bar = 1.84; break; case 389: bar = 1.83; break; case 390: bar = 1.83; break; case 391: bar = 1.82; break; case 392: bar = 1.82; break; case 393: bar = 1.81; break; case 394: bar = 1.8; break; case 395: bar = 1.8; break; case 396: bar = 1.79; break; case 397: bar = 1.79; break; case 398: bar = 1.78; break; case 399: bar = 1.77; break; case 400: bar = 1.77; break; case 401: bar = 1.76; break; case 402: bar = 1.76; break; case 403: bar = 1.75; break; case 404: bar = 1.75; break; case 405: bar = 1.74; break; case 406: bar = 1.73; break; case 407: bar = 1.73; break; case 408: bar = 1.72; break; case 409: bar = 1.72; break; case 410: bar = 1.71; break; case 411: bar = 1.71; break; case 412: bar = 1.7; break; case 413: bar = 1.7; break; case 414: bar = 1.69; break; case 415: bar = 1.69; break; case 416: bar = 1.68; break; case 417: bar = 1.67; break; case 418: bar = 1.67; break; case 419: bar = 1.66; break; case 420: bar = 1.66; break; case 421: bar = 1.65; break; case 422: bar = 1.65; break; case 423: bar = 1.64; break; case 424: bar = 1.64; break; case 425: bar = 1.63; break; case 426: bar = 1.63; break; case 427: bar = 1.62; break; case 428: bar = 1.62; break; case 429: bar = 1.61; break; case 430: bar = 1.61; break; case 431: bar = 1.6; break; case 432: bar = 1.6; break; case 433: bar = 1.59; break; case 434: bar = 1.59; break; case 435: bar = 1.58; break; case 436: bar = 1.58; break; case 437: bar = 1.57; break; case 438: bar = 1.57; break; case 439: bar = 1.56; break; case 440: bar = 1.56; break; case 441: bar = 1.55; break; case 442: bar = 1.55; break; case 443: bar = 1.54; break; case 444: bar = 1.54; break; case 445: bar = 1.53; break; case 446: bar = 1.53; break; case 447: bar = 1.53; break; case 448: bar = 1.52; break; case 449: bar = 1.52; break; case 450: bar = 1.51; break; case 451: bar = 1.51; break; case 452: bar = 1.5; break; case 453: bar = 1.5; break; case 454: bar = 1.49; break; case 455: bar = 1.49; break; case 456: bar = 1.48; break; case 457: bar = 1.48; break; case 458: bar = 1.47; break; case 459: bar = 1.47; break; case 460: bar = 1.47; break; case 461: bar = 1.46; break; case 462: bar = 1.46; break; case 463: bar = 1.45; break; case 464: bar = 1.45; break; case 465: bar = 1.44; break; case 466: bar = 1.44; break; case 467: bar = 1.44; break; case 468: bar = 1.43; break; case 469: bar = 1.43; break; case 470: bar = 1.42; break; case 471: bar = 1.42; break; case 472: bar = 1.41; break; case 473: bar = 1.41; break; case 474: bar = 1.41; break; case 475: bar = 1.4; break; case 476: bar = 1.4; break; case 477: bar = 1.39; break; case 478: bar = 1.39; break; case 479: bar = 1.38; break; case 480: bar = 1.38; break; case 481: bar = 1.38; break; case 482: bar = 1.37; break; case 483: bar = 1.37; break; case 484: bar = 1.36; break; case 485: bar = 1.36; break; case 486: bar = 1.36; break; case 487: bar = 1.35; break; case 488: bar = 1.35; break; case 489: bar = 1.34; break; case 490: bar = 1.34; break; case 491: bar = 1.34; break; case 492: bar = 1.33; break; case 493: bar = 1.33; break; case 494: bar = 1.32; break; case 495: bar = 1.32; break; case 496: bar = 1.32; break; case 497: bar = 1.31; break; case 498: bar = 1.31; break; case 499: bar = 1.3; break; case 500: bar = 1.3; break; case 501: bar = 1.3; break; case 502: bar = 1.29; break; case 503: bar = 1.29; break; case 504: bar = 1.29; break; case 505: bar = 1.28; break; case 506: bar = 1.28; break; case 507: bar = 1.27; break; case 508: bar = 1.27; break; case 509: bar = 1.27; break; case 510: bar = 1.26; break; case 511: bar = 1.26; break; case 512: bar = 1.26; break; case 513: bar = 1.25; break; case 514: bar = 1.25; break; case 515: bar = 1.24; break; case 516: bar = 1.24; break; case 517: bar = 1.24; break; case 518: bar = 1.23; break; case 519: bar = 1.23; break; case 520: bar = 1.23; break; case 521: bar = 1.22; break; case 522: bar = 1.22; break; case 523: bar = 1.22; break; case 524: bar = 1.21; break; case 525: bar = 1.21; break; case 526: bar = 1.21; break; case 527: bar = 1.2; break; case 528: bar = 1.2; break; case 529: bar = 1.2; break; case 530: bar = 1.19; break; case 531: bar = 1.19; break; case 532: bar = 1.18; break; case 533: bar = 1.18; break; case 534: bar = 1.18; break; case 535: bar = 1.17; break; case 536: bar = 1.17; break; case 537: bar = 1.17; break; case 538: bar = 1.16; break; case 539: bar = 1.16; break; case 540: bar = 1.16; break; case 541: bar = 1.15; break; case 542: bar = 1.15; break; case 543: bar = 1.15; break; case 544: bar = 1.14; break; case 545: bar = 1.14; break; case 546: bar = 1.14; break; case 547: bar = 1.13; break; case 548: bar = 1.13; break; case 549: bar = 1.13; break; case 550: bar = 1.12; break; case 551: bar = 1.12; break; case 552: bar = 1.12; break; case 553: bar = 1.12; break; case 554: bar = 1.11; break; case 555: bar = 1.11; break; case 556: bar = 1.11; break; case 557: bar = 1.1; break; case 558: bar = 1.1; break; case 559: bar = 1.1; break; case 560: bar = 1.09; break; case 561: bar = 1.09; break; case 562: bar = 1.09; break; case 563: bar = 1.08; break; case 564: bar = 1.08; break; case 565: bar = 1.08; break; case 566: bar = 1.07; break; case 567: bar = 1.07; break; case 568: bar = 1.07; break; case 569: bar = 1.07; break; case 570: bar = 1.06; break; case 571: bar = 1.06; break; case 572: bar = 1.06; break; case 573: bar = 1.05; break; case 574: bar = 1.05; break; case 575: bar = 1.05; break; case 576: bar = 1.04; break; case 577: bar = 1.04; break; case 578: bar = 1.04; break; case 579: bar = 1.04; break; case 580: bar = 1.03; break; case 581: bar = 1.03; break; case 582: bar = 1.03; break; case 583: bar = 1.02; break; case 584: bar = 1.02; break; case 585: bar = 1.02; break; case 586: bar = 1.02; break; case 587: bar = 1.01; break; case 588: bar = 1.01; break; case 589: bar = 1.01; break; case 590: bar = 1; break; case 591: bar = 1; break; case 592: bar = 1; break; case 593: bar = 1; break; case 594: bar = 0.99; break; case 595: bar = 0.99; break; case 596: bar = 0.99; break; case 597: bar = 0.98; break; case 598: bar = 0.98; break; case 599: bar = 0.98; break; case 600: bar = 0.98; break; case 601: bar = 0.97; break; case 602: bar = 0.97; break; case 603: bar = 0.97; break; case 604: bar = 0.96; break; case 605: bar = 0.96; break; case 606: bar = 0.96; break; case 607: bar = 0.96; break; case 608: bar = 0.95; break; case 609: bar = 0.95; break; case 610: bar = 0.95; break; case 611: bar = 0.95; break; case 612: bar = 0.94; break; case 613: bar = 0.94; break; case 614: bar = 0.94; break; case 615: bar = 0.94; break; case 616: bar = 0.93; break; case 617: bar = 0.93; break; case 618: bar = 0.93; break; case 619: bar = 0.92; break; case 620: bar = 0.92; break; case 621: bar = 0.92; break; case 622: bar = 0.92; break; case 623: bar = 0.91; break; case 624: bar = 0.91; break; case 625: bar = 0.91; break; case 626: bar = 0.91; break; case 627: bar = 0.9; break; case 628: bar = 0.9; break; case 629: bar = 0.9; break; case 630: bar = 0.9; break; case 631: bar = 0.89; break; case 632: bar = 0.89; break; case 633: bar = 0.89; break; case 634: bar = 0.89; break; case 635: bar = 0.88; break; case 636: bar = 0.88; break; case 637: bar = 0.88; break; case 638: bar = 0.88; break; case 639: bar = 0.87; break; case 640: bar = 0.87; break; case 641: bar = 0.87; break; case 642: bar = 0.87; break; case 643: bar = 0.86; break; case 644: bar = 0.86; break; case 645: bar = 0.86; break; case 646: bar = 0.86; break; case 647: bar = 0.85; break; case 648: bar = 0.85; break; case 649: bar = 0.85; break; case 650: bar = 0.85; break; case 651: bar = 0.84; break; case 652: bar = 0.84; break; case 653: bar = 0.84; break; case 654: bar = 0.84; break; case 655: bar = 0.84; break; case 656: bar = 0.83; break; case 657: bar = 0.83; break; case 658: bar = 0.83; break; case 659: bar = 0.83; break; case 660: bar = 0.82; break; case 661: bar = 0.82; break; case 662: bar = 0.82; break; case 663: bar = 0.82; break; case 664: bar = 0.81; break; case 665: bar = 0.81; break; case 666: bar = 0.81; break; case 667: bar = 0.81; break; case 668: bar = 0.81; break; case 669: bar = 0.8; break; case 670: bar = 0.8; break; case 671: bar = 0.8; break; case 672: bar = 0.8; break; case 673: bar = 0.79; break; case 674: bar = 0.79; break; case 675: bar = 0.79; break; case 676: bar = 0.79; break; case 677: bar = 0.78; break; case 678: bar = 0.78; break; case 679: bar = 0.78; break; case 680: bar = 0.78; break; case 681: bar = 0.78; break; case 682: bar = 0.77; break; case 683: bar = 0.77; break; case 684: bar = 0.77; break; case 685: bar = 0.77; break; case 686: bar = 0.77; break; case 687: bar = 0.76; break; case 688: bar = 0.76; break; case 689: bar = 0.76; break; case 690: bar = 0.76; break; case 691: bar = 0.75; break; case 692: bar = 0.75; break; case 693: bar = 0.75; break; case 694: bar = 0.75; break; case 695: bar = 0.75; break; case 696: bar = 0.74; break; case 697: bar = 0.74; break; case 698: bar = 0.74; break; case 699: bar = 0.74; break; case 700: bar = 0.74; break; case 701: bar = 0.73; break; case 702: bar = 0.73; break; case 703: bar = 0.73; break; case 704: bar = 0.73; break; case 705: bar = 0.72; break; case 706: bar = 0.72; break; case 707: bar = 0.72; break; case 708: bar = 0.72; break; case 709: bar = 0.72; break; case 710: bar = 0.71; break; case 711: bar = 0.71; break; case 712: bar = 0.71; break; case 713: bar = 0.71; break; case 714: bar = 0.71; break; case 715: bar = 0.7; break; case 716: bar = 0.7; break; case 717: bar = 0.7; break; case 718: bar = 0.7; break; case 719: bar = 0.7; break; case 720: bar = 0.69; break; case 721: bar = 0.69; break; case 722: bar = 0.69; break; case 723: bar = 0.69; break; case 724: bar = 0.69; break; case 725: bar = 0.68; break; case 726: bar = 0.68; break; case 727: bar = 0.68; break; case 728: bar = 0.68; break; case 729: bar = 0.68; break; case 730: bar = 0.67; break; case 731: bar = 0.67; break; case 732: bar = 0.67; break; case 733: bar = 0.67; break; case 734: bar = 0.67; break; case 735: bar = 0.67; break; case 736: bar = 0.66; break; case 737: bar = 0.66; break; case 738: bar = 0.66; break; case 739: bar = 0.66; break; case 740: bar = 0.66; break; case 741: bar = 0.65; break; case 742: bar = 0.65; break; case 743: bar = 0.65; break; case 744: bar = 0.65; break; case 745: bar = 0.65; break; case 746: bar = 0.64; break; case 747: bar = 0.64; break; case 748: bar = 0.64; break; case 749: bar = 0.64; break; case 750: bar = 0.64; break; case 751: bar = 0.64; break; case 752: bar = 0.63; break; case 753: bar = 0.63; break; case 754: bar = 0.63; break; case 755: bar = 0.63; break; case 756: bar = 0.63; break; case 757: bar = 0.62; break; case 758: bar = 0.62; break; case 759: bar = 0.62; break; case 760: bar = 0.62; break; case 761: bar = 0.62; break; case 762: bar = 0.61; break; case 763: bar = 0.61; break; case 764: bar = 0.61; break; case 765: bar = 0.61; break; case 766: bar = 0.61; break; case 767: bar = 0.61; break; case 768: bar = 0.6; break; case 769: bar = 0.6; break; case 770: bar = 0.6; break; case 771: bar = 0.6; break; case 772: bar = 0.6; break; case 773: bar = 0.6; break; case 774: bar = 0.59; break; case 775: bar = 0.59; break; case 776: bar = 0.59; break; case 777: bar = 0.59; break; case 778: bar = 0.59; break; case 779: bar = 0.59; break; case 780: bar = 0.58; break; case 781: bar = 0.58; break; case 782: bar = 0.58; break; case 783: bar = 0.58; break; case 784: bar = 0.58; break; case 785: bar = 0.57; break; case 786: bar = 0.57; break; case 787: bar = 0.57; break; case 788: bar = 0.57; break; case 789: bar = 0.57; break; case 790: bar = 0.57; break; case 791: bar = 0.56; break; case 792: bar = 0.56; break; case 793: bar = 0.56; break; case 794: bar = 0.56; break; case 795: bar = 0.56; break; case 796: bar = 0.56; break; case 797: bar = 0.55; break; case 798: bar = 0.55; break; case 799: bar = 0.55; break; case 800: bar = 0.55; break; case 801: bar = 0.55; break; case 802: bar = 0.55; break; case 803: bar = 0.54; break; case 804: bar = 0.54; break; case 805: bar = 0.54; break; case 806: bar = 0.54; break; case 807: bar = 0.54; break; case 808: bar = 0.54; break; case 809: bar = 0.53; break; case 810: bar = 0.53; break; case 811: bar = 0.53; break; case 812: bar = 0.53; break; case 813: bar = 0.53; break; case 814: bar = 0.53; break; case 815: bar = 0.53; break; case 816: bar = 0.52; break; case 817: bar = 0.52; break; case 818: bar = 0.52; break; case 819: bar = 0.52; break; case 820: bar = 0.52; break; case 821: bar = 0.52; break; case 822: bar = 0.51; break; case 823: bar = 0.51; break; case 824: bar = 0.51; break; case 825: bar = 0.51; break; case 826: bar = 0.51; break; case 827: bar = 0.51; break; case 828: bar = 0.5; break; case 829: bar = 0.5; break; case 830: bar = 0.5; break; case 831: bar = 0.5; break; case 832: bar = 0.5; break; case 833: bar = 0.5; break; case 834: bar = 0.5; break; case 835: bar = 0.49; break; case 836: bar = 0.49; break; case 837: bar = 0.49; break; case 838: bar = 0.49; break; case 839: bar = 0.49; break; case 840: bar = 0.49; break; case 841: bar = 0.48; break; case 842: bar = 0.48; break; case 843: bar = 0.48; break; case 844: bar = 0.48; break; case 845: bar = 0.48; break; case 846: bar = 0.48; break; case 847: bar = 0.48; break; case 848: bar = 0.47; break; case 849: bar = 0.47; break; case 850: bar = 0.47; break; case 851: bar = 0.47; break; case 852: bar = 0.47; break; case 853: bar = 0.47; break; case 854: bar = 0.47; break; case 855: bar = 0.46; break; case 856: bar = 0.46; break; case 857: bar = 0.46; break; case 858: bar = 0.46; break; case 859: bar = 0.46; break; case 860: bar = 0.46; break; case 861: bar = 0.46; break; case 862: bar = 0.45; break; case 863: bar = 0.45; break; case 864: bar = 0.45; break; case 865: bar = 0.45; break; case 866: bar = 0.45; break; case 867: bar = 0.45; break; case 868: bar = 0.45; break; case 869: bar = 0.44; break; case 870: bar = 0.44; break; case 871: bar = 0.44; break; case 872: bar = 0.44; break; case 873: bar = 0.44; break; case 874: bar = 0.44; break; case 875: bar = 0.44; break; case 876: bar = 0.43; break; case 877: bar = 0.43; break; case 878: bar = 0.43; break; case 879: bar = 0.43; break; case 880: bar = 0.43; break; case 881: bar = 0.43; break; case 882: bar = 0.43; break; case 883: bar = 0.42; break; case 884: bar = 0.42; break; case 885: bar = 0.42; break; case 886: bar = 0.42; break; case 887: bar = 0.42; break; case 888: bar = 0.42; break; case 889: bar = 0.42; break; case 890: bar = 0.41; break; case 891: bar = 0.41; break; case 892: bar = 0.41; break; case 893: bar = 0.41; break; case 894: bar = 0.41; break; case 895: bar = 0.41; break; case 896: bar = 0.41; break; case 897: bar = 0.41; break; case 898: bar = 0.4; break; case 899: bar = 0.4; break; case 900: bar = 0.4; break; case 901: bar = 0.4; break; case 902: bar = 0.4; break; case 903: bar = 0.4; break; case 904: bar = 0.4; break; case 905: bar = 0.39; break; case 906: bar = 0.39; break; case 907: bar = 0.39; break; case 908: bar = 0.39; break; case 909: bar = 0.39; break; case 910: bar = 0.39; break; case 911: bar = 0.39; break; case 912: bar = 0.39; break; case 913: bar = 0.38; break; case 914: bar = 0.38; break; case 915: bar = 0.38; break; case 916: bar = 0.38; break; case 917: bar = 0.38; break; case 918: bar = 0.38; break; case 919: bar = 0.38; break; case 920: bar = 0.38; break; case 921: bar = 0.37; break; case 922: bar = 0.37; break; case 923: bar = 0.37; break; case 924: bar = 0.37; break; case 925: bar = 0.37; break; case 926: bar = 0.37; break; case 927: bar = 0.37; break; case 928: bar = 0.37; break; case 929: bar = 0.36; break; case 930: bar = 0.36; break; case 931: bar = 0.36; break; case 932: bar = 0.36; break; case 933: bar = 0.36; break; case 934: bar = 0.36; break; case 935: bar = 0.36; break; case 936: bar = 0.36; break; case 937: bar = 0.35; break; case 938: bar = 0.35; break; case 939: bar = 0.35; break; case 940: bar = 0.35; break; case 941: bar = 0.35; break; case 942: bar = 0.35; break; case 943: bar = 0.35; break; case 944: bar = 0.35; break; case 945: bar = 0.34; break; case 946: bar = 0.34; break; case 947: bar = 0.34; break; case 948: bar = 0.34; break; case 949: bar = 0.34; break; case 950: bar = 0.34; break; case 951: bar = 0.34; break; case 952: bar = 0.34; break; case 953: bar = 0.33; break; case 954: bar = 0.33; break; case 955: bar = 0.33; break; case 956: bar = 0.33; break; case 957: bar = 0.33; break; case 958: bar = 0.33; break; case 959: bar = 0.33; break; case 960: bar = 0.33; break; case 961: bar = 0.32; break; case 962: bar = 0.32; break; case 963: bar = 0.32; break; case 964: bar = 0.32; break; case 965: bar = 0.32; break; case 966: bar = 0.32; break; case 967: bar = 0.32; break; case 968: bar = 0.32; break; case 969: bar = 0.32; break; case 970: bar = 0.31; break; case 971: bar = 0.31; break; case 972: bar = 0.31; break; case 973: bar = 0.31; break; case 974: bar = 0.31; break; case 975: bar = 0.31; break; case 976: bar = 0.31; break; case 977: bar = 0.31; break; case 978: bar = 0.3; break; case 979: bar = 0.3; break; case 980: bar = 0.3; break; case 981: bar = 0.3; break; case 982: bar = 0.3; break; case 983: bar = 0.3; break; case 984: bar = 0.3; break; case 985: bar = 0.3; break; case 986: bar = 0.3; break; case 987: bar = 0.29; break; case 988: bar = 0.29; break; case 989: bar = 0.29; break; case 990: bar = 0.29; break; case 991: bar = 0.29; break; case 992: bar = 0.29; break; case 993: bar = 0.29; break; case 994: bar = 0.29; break; case 995: bar = 0.29; break; case 996: bar = 0.28; break; case 997: bar = 0.28; break; case 998: bar = 0.28; break; case 999: bar = 0.28; break; case 1000: bar = 0.28; break; case 1001: bar = 0.28; break; case 1002: bar = 0.28; break; case 1003: bar = 0.28; break; case 1004: bar = 0.28; break; case 1005: bar = 0.27; break; case 1006: bar = 0.27; break; case 1007: bar = 0.27; break; case 1008: bar = 0.27; break; case 1009: bar = 0.27; break; case 1010: bar = 0.27; break; case 1011: bar = 0.27; break; case 1012: bar = 0.27; break; case 1013: bar = 0.27; break; case 1014: bar = 0.26; break; case 1015: bar = 0.26; break; case 1016: bar = 0.26; break; case 1017: bar = 0.26; break; case 1018: bar = 0.26; break; case 1019: bar = 0.26; break; case 1020: bar = 0.26; break; case 1021: bar = 0.26; break; case 1022: bar = 0.26; break; case 1023: bar = 0.26; break; case 1024: bar = 0.25; break;
case 59: bar = 11.98; break; | case 59: bar = 11.98; break; case 60: bar = 11.81; break; case 61: bar = 11.65; break; case 62: bar = 11.48; break; case 63: bar = 11.33; break; case 64: bar = 11.17; break; case 65: bar = 11.02; break; case 66: bar = 10.88; break; case 67: bar = 10.74; break; case 68: bar = 10.6; break; case 69: bar = 10.47; break; case 70: bar = 10.34; break; case 71: bar = 10.21; break; case 72: bar = 10.09; break; case 73: bar = 9.97; break; case 74: bar = 9.85; break; case 75: bar = 9.73; break; case 76: bar = 9.62; break; case 77: bar = 9.51; break; case 78: bar = 9.4; break; case 79: bar = 9.3; break; case 80: bar = 9.19; break; case 81: bar = 9.09; break; case 82: bar = 9; break; case 83: bar = 8.9; break; case 84: bar = 8.81; break; case 85: bar = 8.71; break; case 86: bar = 8.62; break; case 87: bar = 8.53; break; case 88: bar = 8.45; break; case 89: bar = 8.36; break; case 90: bar = 8.28; break; case 91: bar = 8.2; break; case 92: bar = 8.12; break; case 93: bar = 8.04; break; case 94: bar = 7.96; break; case 95: bar = 7.89; break; case 96: bar = 7.81; break; case 97: bar = 7.74; break; case 98: bar = 7.67; break; case 99: bar = 7.6; break; case 100: bar = 7.53; break; case 101: bar = 7.46; break; case 102: bar = 7.4; break; case 103: bar = 7.33; break; case 104: bar = 7.27; break; case 105: bar = 7.2; break; case 106: bar = 7.14; break; case 107: bar = 7.08; break; case 108: bar = 7.02; break; case 109: bar = 6.96; break; case 110: bar = 6.9; break; case 111: bar = 6.85; break; case 112: bar = 6.79; break; case 113: bar = 6.74; break; case 114: bar = 6.68; break; case 115: bar = 6.63; break; case 116: bar = 6.57; break; case 117: bar = 6.52; break; case 118: bar = 6.47; break; case 119: bar = 6.42; break; case 120: bar = 6.37; break; case 121: bar = 6.32; break; case 122: bar = 6.27; break; case 123: bar = 6.23; break; case 124: bar = 6.18; break; case 125: bar = 6.13; break; case 126: bar = 6.09; break; case 127: bar = 6.04; break; case 128: bar = 6; break; case 129: bar = 5.95; break; case 130: bar = 5.91; break; case 131: bar = 5.87; break; case 132: bar = 5.83; break; case 133: bar = 5.79; break; case 134: bar = 5.75; break; case 135: bar = 5.71; break; case 136: bar = 5.67; break; case 137: bar = 5.63; break; case 138: bar = 5.59; break; case 139: bar = 5.55; break; case 140: bar = 5.51; break; case 141: bar = 5.47; break; case 142: bar = 5.44; break; case 143: bar = 5.4; break; case 144: bar = 5.37; break; case 145: bar = 5.33; break; case 146: bar = 5.3; break; case 147: bar = 5.26; break; case 148: bar = 5.23; break; case 149: bar = 5.19; break; case 150: bar = 5.16; break; case 151: bar = 5.13; break; case 152: bar = 5.09; break; case 153: bar = 5.06; break; case 154: bar = 5.03; break; case 155: bar = 5; break; case 156: bar = 4.97; break; case 157: bar = 4.94; break; case 158: bar = 4.91; break; case 159: bar = 4.88; break; case 160: bar = 4.85; break; case 161: bar = 4.82; break; case 162: bar = 4.79; break; case 163: bar = 4.76; break; case 164: bar = 4.73; break; case 165: bar = 4.7; break; case 166: bar = 4.68; break; case 167: bar = 4.65; break; case 168: bar = 4.62; break; case 169: bar = 4.59; break; case 170: bar = 4.57; break; case 171: bar = 4.54; break; case 172: bar = 4.52; break; case 173: bar = 4.49; break; case 174: bar = 4.46; break; case 175: bar = 4.44; break; case 176: bar = 4.41; break; case 177: bar = 4.39; break; case 178: bar = 4.36; break; case 179: bar = 4.34; break; case 180: bar = 4.32; break; case 181: bar = 4.29; break; case 182: bar = 4.27; break; case 183: bar = 4.25; break; case 184: bar = 4.22; break; case 185: bar = 4.2; break; case 186: bar = 4.18; break; case 187: bar = 4.15; break; case 188: bar = 4.13; break; case 189: bar = 4.11; break; case 190: bar = 4.09; break; case 191: bar = 4.07; break; case 192: bar = 4.05; break; case 193: bar = 4.02; break; case 194: bar = 4; break; case 195: bar = 3.98; break; case 196: bar = 3.96; break; case 197: bar = 3.94; break; case 198: bar = 3.92; break; case 199: bar = 3.9; break; case 200: bar = 3.88; break; case 201: bar = 3.86; break; case 202: bar = 3.84; break; case 203: bar = 3.82; break; case 204: bar = 3.8; break; case 205: bar = 3.78; break; case 206: bar = 3.77; break; case 207: bar = 3.75; break; case 208: bar = 3.73; break; case 209: bar = 3.71; break; case 210: bar = 3.69; break; case 211: bar = 3.67; break; case 212: bar = 3.66; break; case 213: bar = 3.64; break; case 214: bar = 3.62; break; case 215: bar = 3.6; break; case 216: bar = 3.59; break; case 217: bar = 3.57; break; case 218: bar = 3.55; break; case 219: bar = 3.53; break; case 220: bar = 3.52; break; case 221: bar = 3.5; break; case 222: bar = 3.48; break; case 223: bar = 3.47; break; case 224: bar = 3.45; break; case 225: bar = 3.44; break; case 226: bar = 3.42; break; case 227: bar = 3.4; break; case 228: bar = 3.39; break; case 229: bar = 3.37; break; case 230: bar = 3.36; break; case 231: bar = 3.34; break; case 232: bar = 3.33; break; case 233: bar = 3.31; break; case 234: bar = 3.3; break; case 235: bar = 3.28; break; case 236: bar = 3.27; break; case 237: bar = 3.25; break; case 238: bar = 3.24; break; case 239: bar = 3.22; break; case 240: bar = 3.21; break; case 241: bar = 3.19; break; case 242: bar = 3.18; break; case 243: bar = 3.17; break; case 244: bar = 3.15; break; case 245: bar = 3.14; break; case 246: bar = 3.12; break; case 247: bar = 3.11; break; case 248: bar = 3.1; break; case 249: bar = 3.08; break; case 250: bar = 3.07; break; case 251: bar = 3.06; break; case 252: bar = 3.04; break; case 253: bar = 3.03; break; case 254: bar = 3.02; break; case 255: bar = 3.01; break; case 256: bar = 2.99; break; case 257: bar = 2.98; break; case 258: bar = 2.97; break; case 259: bar = 2.96; break; case 260: bar = 2.94; break; case 261: bar = 2.93; break; case 262: bar = 2.92; break; case 263: bar = 2.91; break; case 264: bar = 2.89; break; case 265: bar = 2.88; break; case 266: bar = 2.87; break; case 267: bar = 2.86; break; case 268: bar = 2.85; break; case 269: bar = 2.83; break; case 270: bar = 2.82; break; case 271: bar = 2.81; break; case 272: bar = 2.8; break; case 273: bar = 2.79; break; case 274: bar = 2.78; break; case 275: bar = 2.77; break; case 276: bar = 2.76; break; case 277: bar = 2.74; break; case 278: bar = 2.73; break; case 279: bar = 2.72; break; case 280: bar = 2.71; break; case 281: bar = 2.7; break; case 282: bar = 2.69; break; case 283: bar = 2.68; break; case 284: bar = 2.67; break; case 285: bar = 2.66; break; case 286: bar = 2.65; break; case 287: bar = 2.64; break; case 288: bar = 2.63; break; case 289: bar = 2.62; break; case 290: bar = 2.61; break; case 291: bar = 2.6; break; case 292: bar = 2.59; break; case 293: bar = 2.58; break; case 294: bar = 2.57; break; case 295: bar = 2.56; break; case 296: bar = 2.55; break; case 297: bar = 2.54; break; case 298: bar = 2.53; break; case 299: bar = 2.52; break; case 300: bar = 2.51; break; case 301: bar = 2.5; break; case 302: bar = 2.49; break; case 303: bar = 2.48; break; case 304: bar = 2.47; break; case 305: bar = 2.46; break; case 306: bar = 2.45; break; case 307: bar = 2.44; break; case 308: bar = 2.43; break; case 309: bar = 2.42; break; case 310: bar = 2.41; break; case 311: bar = 2.41; break; case 312: bar = 2.4; break; case 313: bar = 2.39; break; case 314: bar = 2.38; break; case 315: bar = 2.37; break; case 316: bar = 2.36; break; case 317: bar = 2.35; break; case 318: bar = 2.34; break; case 319: bar = 2.34; break; case 320: bar = 2.33; break; case 321: bar = 2.32; break; case 322: bar = 2.31; break; case 323: bar = 2.3; break; case 324: bar = 2.29; break; case 325: bar = 2.28; break; case 326: bar = 2.28; break; case 327: bar = 2.27; break; case 328: bar = 2.26; break; case 329: bar = 2.25; break; case 330: bar = 2.24; break; case 331: bar = 2.24; break; case 332: bar = 2.23; break; case 333: bar = 2.22; break; case 334: bar = 2.21; break; case 335: bar = 2.2; break; case 336: bar = 2.2; break; case 337: bar = 2.19; break; case 338: bar = 2.18; break; case 339: bar = 2.17; break; case 340: bar = 2.17; break; case 341: bar = 2.16; break; case 342: bar = 2.15; break; case 343: bar = 2.14; break; case 344: bar = 2.13; break; case 345: bar = 2.13; break; case 346: bar = 2.12; break; case 347: bar = 2.11; break; case 348: bar = 2.11; break; case 349: bar = 2.1; break; case 350: bar = 2.09; break; case 351: bar = 2.08; break; case 352: bar = 2.08; break; case 353: bar = 2.07; break; case 354: bar = 2.06; break; case 355: bar = 2.05; break; case 356: bar = 2.05; break; case 357: bar = 2.04; break; case 358: bar = 2.03; break; case 359: bar = 2.03; break; case 360: bar = 2.02; break; case 361: bar = 2.01; break; case 362: bar = 2.01; break; case 363: bar = 2; break; case 364: bar = 1.99; break; case 365: bar = 1.99; break; case 366: bar = 1.98; break; case 367: bar = 1.97; break; case 368: bar = 1.97; break; case 369: bar = 1.96; break; case 370: bar = 1.95; break; case 371: bar = 1.95; break; case 372: bar = 1.94; break; case 373: bar = 1.93; break; case 374: bar = 1.93; break; case 375: bar = 1.92; break; case 376: bar = 1.91; break; case 377: bar = 1.91; break; case 378: bar = 1.9; break; case 379: bar = 1.89; break; case 380: bar = 1.89; break; case 381: bar = 1.88; break; case 382: bar = 1.88; break; case 383: bar = 1.87; break; case 384: bar = 1.86; break; case 385: bar = 1.86; break; case 386: bar = 1.85; break; case 387: bar = 1.85; break; case 388: bar = 1.84; break; case 389: bar = 1.83; break; case 390: bar = 1.83; break; case 391: bar = 1.82; break; case 392: bar = 1.82; break; case 393: bar = 1.81; break; case 394: bar = 1.8; break; case 395: bar = 1.8; break; case 396: bar = 1.79; break; case 397: bar = 1.79; break; case 398: bar = 1.78; break; case 399: bar = 1.77; break; case 400: bar = 1.77; break; case 401: bar = 1.76; break; case 402: bar = 1.76; break; case 403: bar = 1.75; break; case 404: bar = 1.75; break; case 405: bar = 1.74; break; case 406: bar = 1.73; break; case 407: bar = 1.73; break; case 408: bar = 1.72; break; case 409: bar = 1.72; break; case 410: bar = 1.71; break; case 411: bar = 1.71; break; case 412: bar = 1.7; break; case 413: bar = 1.7; break; case 414: bar = 1.69; break; case 415: bar = 1.69; break; case 416: bar = 1.68; break; case 417: bar = 1.67; break; case 418: bar = 1.67; break; case 419: bar = 1.66; break; case 420: bar = 1.66; break; case 421: bar = 1.65; break; case 422: bar = 1.65; break; case 423: bar = 1.64; break; case 424: bar = 1.64; break; case 425: bar = 1.63; break; case 426: bar = 1.63; break; case 427: bar = 1.62; break; case 428: bar = 1.62; break; case 429: bar = 1.61; break; case 430: bar = 1.61; break; case 431: bar = 1.6; break; case 432: bar = 1.6; break; case 433: bar = 1.59; break; case 434: bar = 1.59; break; case 435: bar = 1.58; break; case 436: bar = 1.58; break; case 437: bar = 1.57; break; case 438: bar = 1.57; break; case 439: bar = 1.56; break; case 440: bar = 1.56; break; case 441: bar = 1.55; break; case 442: bar = 1.55; break; case 443: bar = 1.54; break; case 444: bar = 1.54; break; case 445: bar = 1.53; break; case 446: bar = 1.53; break; case 447: bar = 1.53; break; case 448: bar = 1.52; break; case 449: bar = 1.52; break; case 450: bar = 1.51; break; case 451: bar = 1.51; break; case 452: bar = 1.5; break; case 453: bar = 1.5; break; case 454: bar = 1.49; break; case 455: bar = 1.49; break; case 456: bar = 1.48; break; case 457: bar = 1.48; break; case 458: bar = 1.47; break; case 459: bar = 1.47; break; case 460: bar = 1.47; break; case 461: bar = 1.46; break; case 462: bar = 1.46; break; case 463: bar = 1.45; break; case 464: bar = 1.45; break; case 465: bar = 1.44; break; case 466: bar = 1.44; break; case 467: bar = 1.44; break; case 468: bar = 1.43; break; case 469: bar = 1.43; break; case 470: bar = 1.42; break; case 471: bar = 1.42; break; case 472: bar = 1.41; break; case 473: bar = 1.41; break; case 474: bar = 1.41; break; case 475: bar = 1.4; break; case 476: bar = 1.4; break; case 477: bar = 1.39; break; case 478: bar = 1.39; break; case 479: bar = 1.38; break; case 480: bar = 1.38; break; case 481: bar = 1.38; break; case 482: bar = 1.37; break; case 483: bar = 1.37; break; case 484: bar = 1.36; break; case 485: bar = 1.36; break; case 486: bar = 1.36; break; case 487: bar = 1.35; break; case 488: bar = 1.35; break; case 489: bar = 1.34; break; case 490: bar = 1.34; break; case 491: bar = 1.34; break; case 492: bar = 1.33; break; case 493: bar = 1.33; break; case 494: bar = 1.32; break; case 495: bar = 1.32; break; case 496: bar = 1.32; break; case 497: bar = 1.31; break; case 498: bar = 1.31; break; case 499: bar = 1.3; break; case 500: bar = 1.3; break; case 501: bar = 1.3; break; case 502: bar = 1.29; break; case 503: bar = 1.29; break; case 504: bar = 1.29; break; case 505: bar = 1.28; break; case 506: bar = 1.28; break; case 507: bar = 1.27; break; case 508: bar = 1.27; break; case 509: bar = 1.27; break; case 510: bar = 1.26; break; case 511: bar = 1.26; break; case 512: bar = 1.26; break; case 513: bar = 1.25; break; case 514: bar = 1.25; break; case 515: bar = 1.24; break; case 516: bar = 1.24; break; case 517: bar = 1.24; break; case 518: bar = 1.23; break; case 519: bar = 1.23; break; case 520: bar = 1.23; break; case 521: bar = 1.22; break; case 522: bar = 1.22; break; case 523: bar = 1.22; break; case 524: bar = 1.21; break; case 525: bar = 1.21; break; case 526: bar = 1.21; break; case 527: bar = 1.2; break; case 528: bar = 1.2; break; case 529: bar = 1.2; break; case 530: bar = 1.19; break; case 531: bar = 1.19; break; case 532: bar = 1.18; break; case 533: bar = 1.18; break; case 534: bar = 1.18; break; case 535: bar = 1.17; break; case 536: bar = 1.17; break; case 537: bar = 1.17; break; case 538: bar = 1.16; break; case 539: bar = 1.16; break; case 540: bar = 1.16; break; case 541: bar = 1.15; break; case 542: bar = 1.15; break; case 543: bar = 1.15; break; case 544: bar = 1.14; break; case 545: bar = 1.14; break; case 546: bar = 1.14; break; case 547: bar = 1.13; break; case 548: bar = 1.13; break; case 549: bar = 1.13; break; case 550: bar = 1.12; break; case 551: bar = 1.12; break; case 552: bar = 1.12; break; case 553: bar = 1.12; break; case 554: bar = 1.11; break; case 555: bar = 1.11; break; case 556: bar = 1.11; break; case 557: bar = 1.1; break; case 558: bar = 1.1; break; case 559: bar = 1.1; break; case 560: bar = 1.09; break; case 561: bar = 1.09; break; case 562: bar = 1.09; break; case 563: bar = 1.08; break; case 564: bar = 1.08; break; case 565: bar = 1.08; break; case 566: bar = 1.07; break; case 567: bar = 1.07; break; case 568: bar = 1.07; break; case 569: bar = 1.07; break; case 570: bar = 1.06; break; case 571: bar = 1.06; break; case 572: bar = 1.06; break; case 573: bar = 1.05; break; case 574: bar = 1.05; break; case 575: bar = 1.05; break; case 576: bar = 1.04; break; case 577: bar = 1.04; break; case 578: bar = 1.04; break; case 579: bar = 1.04; break; case 580: bar = 1.03; break; case 581: bar = 1.03; break; case 582: bar = 1.03; break; case 583: bar = 1.02; break; case 584: bar = 1.02; break; case 585: bar = 1.02; break; case 586: bar = 1.02; break; case 587: bar = 1.01; break; case 588: bar = 1.01; break; case 589: bar = 1.01; break; case 590: bar = 1; break; case 591: bar = 1; break; case 592: bar = 1; break; case 593: bar = 1; break; case 594: bar = 0.99; break; case 595: bar = 0.99; break; case 596: bar = 0.99; break; case 597: bar = 0.98; break; case 598: bar = 0.98; break; case 599: bar = 0.98; break; case 600: bar = 0.98; break; case 601: bar = 0.97; break; case 602: bar = 0.97; break; case 603: bar = 0.97; break; case 604: bar = 0.96; break; case 605: bar = 0.96; break; case 606: bar = 0.96; break; case 607: bar = 0.96; break; case 608: bar = 0.95; break; case 609: bar = 0.95; break; case 610: bar = 0.95; break; case 611: bar = 0.95; break; case 612: bar = 0.94; break; case 613: bar = 0.94; break; case 614: bar = 0.94; break; case 615: bar = 0.94; break; case 616: bar = 0.93; break; case 617: bar = 0.93; break; case 618: bar = 0.93; break; case 619: bar = 0.92; break; case 620: bar = 0.92; break; case 621: bar = 0.92; break; case 622: bar = 0.92; break; case 623: bar = 0.91; break; case 624: bar = 0.91; break; case 625: bar = 0.91; break; case 626: bar = 0.91; break; case 627: bar = 0.9; break; case 628: bar = 0.9; break; case 629: bar = 0.9; break; case 630: bar = 0.9; break; case 631: bar = 0.89; break; case 632: bar = 0.89; break; case 633: bar = 0.89; break; case 634: bar = 0.89; break; case 635: bar = 0.88; break; case 636: bar = 0.88; break; case 637: bar = 0.88; break; case 638: bar = 0.88; break; case 639: bar = 0.87; break; case 640: bar = 0.87; break; case 641: bar = 0.87; break; case 642: bar = 0.87; break; case 643: bar = 0.86; break; case 644: bar = 0.86; break; case 645: bar = 0.86; break; case 646: bar = 0.86; break; case 647: bar = 0.85; break; case 648: bar = 0.85; break; case 649: bar = 0.85; break; case 650: bar = 0.85; break; case 651: bar = 0.84; break; case 652: bar = 0.84; break; case 653: bar = 0.84; break; case 654: bar = 0.84; break; case 655: bar = 0.84; break; case 656: bar = 0.83; break; case 657: bar = 0.83; break; case 658: bar = 0.83; break; case 659: bar = 0.83; break; case 660: bar = 0.82; break; case 661: bar = 0.82; break; case 662: bar = 0.82; break; case 663: bar = 0.82; break; case 664: bar = 0.81; break; case 665: bar = 0.81; break; case 666: bar = 0.81; break; case 667: bar = 0.81; break; case 668: bar = 0.81; break; case 669: bar = 0.8; break; case 670: bar = 0.8; break; case 671: bar = 0.8; break; case 672: bar = 0.8; break; case 673: bar = 0.79; break; case 674: bar = 0.79; break; case 675: bar = 0.79; break; case 676: bar = 0.79; break; case 677: bar = 0.78; break; case 678: bar = 0.78; break; case 679: bar = 0.78; break; case 680: bar = 0.78; break; case 681: bar = 0.78; break; case 682: bar = 0.77; break; case 683: bar = 0.77; break; case 684: bar = 0.77; break; case 685: bar = 0.77; break; case 686: bar = 0.77; break; case 687: bar = 0.76; break; case 688: bar = 0.76; break; case 689: bar = 0.76; break; case 690: bar = 0.76; break; case 691: bar = 0.75; break; case 692: bar = 0.75; break; case 693: bar = 0.75; break; case 694: bar = 0.75; break; case 695: bar = 0.75; break; case 696: bar = 0.74; break; case 697: bar = 0.74; break; case 698: bar = 0.74; break; case 699: bar = 0.74; break; case 700: bar = 0.74; break; case 701: bar = 0.73; break; case 702: bar = 0.73; break; case 703: bar = 0.73; break; case 704: bar = 0.73; break; case 705: bar = 0.72; break; case 706: bar = 0.72; break; case 707: bar = 0.72; break; case 708: bar = 0.72; break; case 709: bar = 0.72; break; case 710: bar = 0.71; break; case 711: bar = 0.71; break; case 712: bar = 0.71; break; case 713: bar = 0.71; break; case 714: bar = 0.71; break; case 715: bar = 0.7; break; case 716: bar = 0.7; break; case 717: bar = 0.7; break; case 718: bar = 0.7; break; case 719: bar = 0.7; break; case 720: bar = 0.69; break; case 721: bar = 0.69; break; case 722: bar = 0.69; break; case 723: bar = 0.69; break; case 724: bar = 0.69; break; case 725: bar = 0.68; break; case 726: bar = 0.68; break; case 727: bar = 0.68; break; case 728: bar = 0.68; break; case 729: bar = 0.68; break; case 730: bar = 0.67; break; case 731: bar = 0.67; break; case 732: bar = 0.67; break; case 733: bar = 0.67; break; case 734: bar = 0.67; break; case 735: bar = 0.67; break; case 736: bar = 0.66; break; case 737: bar = 0.66; break; case 738: bar = 0.66; break; case 739: bar = 0.66; break; case 740: bar = 0.66; break; case 741: bar = 0.65; break; case 742: bar = 0.65; break; case 743: bar = 0.65; break; case 744: bar = 0.65; break; case 745: bar = 0.65; break; case 746: bar = 0.64; break; case 747: bar = 0.64; break; case 748: bar = 0.64; break; case 749: bar = 0.64; break; case 750: bar = 0.64; break; case 751: bar = 0.64; break; case 752: bar = 0.63; break; case 753: bar = 0.63; break; case 754: bar = 0.63; break; case 755: bar = 0.63; break; case 756: bar = 0.63; break; case 757: bar = 0.62; break; case 758: bar = 0.62; break; case 759: bar = 0.62; break; case 760: bar = 0.62; break; case 761: bar = 0.62; break; case 762: bar = 0.61; break; case 763: bar = 0.61; break; case 764: bar = 0.61; break; case 765: bar = 0.61; break; case 766: bar = 0.61; break; case 767: bar = 0.61; break; case 768: bar = 0.6; break; case 769: bar = 0.6; break; case 770: bar = 0.6; break; case 771: bar = 0.6; break; case 772: bar = 0.6; break; case 773: bar = 0.6; break; case 774: bar = 0.59; break; case 775: bar = 0.59; break; case 776: bar = 0.59; break; case 777: bar = 0.59; break; case 778: bar = 0.59; break; case 779: bar = 0.59; break; case 780: bar = 0.58; break; case 781: bar = 0.58; break; case 782: bar = 0.58; break; case 783: bar = 0.58; break; case 784: bar = 0.58; break; case 785: bar = 0.57; break; case 786: bar = 0.57; break; case 787: bar = 0.57; break; case 788: bar = 0.57; break; case 789: bar = 0.57; break; case 790: bar = 0.57; break; case 791: bar = 0.56; break; case 792: bar = 0.56; break; case 793: bar = 0.56; break; case 794: bar = 0.56; break; case 795: bar = 0.56; break; case 796: bar = 0.56; break; case 797: bar = 0.55; break; case 798: bar = 0.55; break; case 799: bar = 0.55; break; case 800: bar = 0.55; break; case 801: bar = 0.55; break; case 802: bar = 0.55; break; case 803: bar = 0.54; break; case 804: bar = 0.54; break; case 805: bar = 0.54; break; case 806: bar = 0.54; break; case 807: bar = 0.54; break; case 808: bar = 0.54; break; case 809: bar = 0.53; break; case 810: bar = 0.53; break; case 811: bar = 0.53; break; case 812: bar = 0.53; break; case 813: bar = 0.53; break; case 814: bar = 0.53; break; case 815: bar = 0.53; break; case 816: bar = 0.52; break; case 817: bar = 0.52; break; case 818: bar = 0.52; break; case 819: bar = 0.52; break; case 820: bar = 0.52; break; case 821: bar = 0.52; break; case 822: bar = 0.51; break; case 823: bar = 0.51; break; case 824: bar = 0.51; break; case 825: bar = 0.51; break; case 826: bar = 0.51; break; case 827: bar = 0.51; break; case 828: bar = 0.5; break; case 829: bar = 0.5; break; case 830: bar = 0.5; break; case 831: bar = 0.5; break; case 832: bar = 0.5; break; case 833: bar = 0.5; break; case 834: bar = 0.5; break; case 835: bar = 0.49; break; case 836: bar = 0.49; break; case 837: bar = 0.49; break; case 838: bar = 0.49; break; case 839: bar = 0.49; break; case 840: bar = 0.49; break; case 841: bar = 0.48; break; case 842: bar = 0.48; break; case 843: bar = 0.48; break; case 844: bar = 0.48; break; case 845: bar = 0.48; break; case 846: bar = 0.48; break; case 847: bar = 0.48; break; case 848: bar = 0.47; break; case 849: bar = 0.47; break; case 850: bar = 0.47; break; case 851: bar = 0.47; break; case 852: bar = 0.47; break; case 853: bar = 0.47; break; case 854: bar = 0.47; break; case 855: bar = 0.46; break; case 856: bar = 0.46; break; case 857: bar = 0.46; break; case 858: bar = 0.46; break; case 859: bar = 0.46; break; case 860: bar = 0.46; break; case 861: bar = 0.46; break; case 862: bar = 0.45; break; case 863: bar = 0.45; break; case 864: bar = 0.45; break; case 865: bar = 0.45; break; case 866: bar = 0.45; break; case 867: bar = 0.45; break; case 868: bar = 0.45; break; case 869: bar = 0.44; break; case 870: bar = 0.44; break; case 871: bar = 0.44; break; case 872: bar = 0.44; break; case 873: bar = 0.44; break; case 874: bar = 0.44; break; case 875: bar = 0.44; break; case 876: bar = 0.43; break; case 877: bar = 0.43; break; case 878: bar = 0.43; break; case 879: bar = 0.43; break; case 880: bar = 0.43; break; case 881: bar = 0.43; break; case 882: bar = 0.43; break; case 883: bar = 0.42; break; case 884: bar = 0.42; break; case 885: bar = 0.42; break; case 886: bar = 0.42; break; case 887: bar = 0.42; break; case 888: bar = 0.42; break; case 889: bar = 0.42; break; case 890: bar = 0.41; break; case 891: bar = 0.41; break; case 892: bar = 0.41; break; case 893: bar = 0.41; break; case 894: bar = 0.41; break; case 895: bar = 0.41; break; case 896: bar = 0.41; break; case 897: bar = 0.41; break; case 898: bar = 0.4; break; case 899: bar = 0.4; break; case 900: bar = 0.4; break; case 901: bar = 0.4; break; case 902: bar = 0.4; break; case 903: bar = 0.4; break; case 904: bar = 0.4; break; case 905: bar = 0.39; break; case 906: bar = 0.39; break; case 907: bar = 0.39; break; case 908: bar = 0.39; break; case 909: bar = 0.39; break; case 910: bar = 0.39; break; case 911: bar = 0.39; break; case 912: bar = 0.39; break; case 913: bar = 0.38; break; case 914: bar = 0.38; break; case 915: bar = 0.38; break; case 916: bar = 0.38; break; case 917: bar = 0.38; break; case 918: bar = 0.38; break; case 919: bar = 0.38; break; case 920: bar = 0.38; break; case 921: bar = 0.37; break; case 922: bar = 0.37; break; case 923: bar = 0.37; break; case 924: bar = 0.37; break; case 925: bar = 0.37; break; case 926: bar = 0.37; break; case 927: bar = 0.37; break; case 928: bar = 0.37; break; case 929: bar = 0.36; break; case 930: bar = 0.36; break; case 931: bar = 0.36; break; case 932: bar = 0.36; break; case 933: bar = 0.36; break; case 934: bar = 0.36; break; case 935: bar = 0.36; break; case 936: bar = 0.36; break; case 937: bar = 0.35; break; case 938: bar = 0.35; break; case 939: bar = 0.35; break; case 940: bar = 0.35; break; case 941: bar = 0.35; break; case 942: bar = 0.35; break; case 943: bar = 0.35; break; case 944: bar = 0.35; break; case 945: bar = 0.34; break; case 946: bar = 0.34; break; case 947: bar = 0.34; break; case 948: bar = 0.34; break; case 949: bar = 0.34; break; case 950: bar = 0.34; break; case 951: bar = 0.34; break; case 952: bar = 0.34; break; case 953: bar = 0.33; break; case 954: bar = 0.33; break; case 955: bar = 0.33; break; case 956: bar = 0.33; break; case 957: bar = 0.33; break; case 958: bar = 0.33; break; case 959: bar = 0.33; break; case 960: bar = 0.33; break; case 961: bar = 0.32; break; case 962: bar = 0.32; break; case 963: bar = 0.32; break; case 964: bar = 0.32; break; case 965: bar = 0.32; break; case 966: bar = 0.32; break; case 967: bar = 0.32; break; case 968: bar = 0.32; break; case 969: bar = 0.32; break; case 970: bar = 0.31; break; case 971: bar = 0.31; break; case 972: bar = 0.31; break; case 973: bar = 0.31; break; case 974: bar = 0.31; break; case 975: bar = 0.31; break; case 976: bar = 0.31; break; case 977: bar = 0.31; break; case 978: bar = 0.3; break; case 979: bar = 0.3; break; case 980: bar = 0.3; break; case 981: bar = 0.3; break; case 982: bar = 0.3; break; case 983: bar = 0.3; break; case 984: bar = 0.3; break; case 985: bar = 0.3; break; case 986: bar = 0.3; break; case 987: bar = 0.29; break; case 988: bar = 0.29; break; case 989: bar = 0.29; break; case 990: bar = 0.29; break; case 991: bar = 0.29; break; case 992: bar = 0.29; break; case 993: bar = 0.29; break; case 994: bar = 0.29; break; case 995: bar = 0.29; break; case 996: bar = 0.28; break; case 997: bar = 0.28; break; case 998: bar = 0.28; break; case 999: bar = 0.28; break; case 1000: bar = 0.28; break; case 1001: bar = 0.28; break; case 1002: bar = 0.28; break; case 1003: bar = 0.28; break; case 1004: bar = 0.28; break; case 1005: bar = 0.27; break; case 1006: bar = 0.27; break; case 1007: bar = 0.27; break; case 1008: bar = 0.27; break; case 1009: bar = 0.27; break; case 1010: bar = 0.27; break; case 1011: bar = 0.27; break; case 1012: bar = 0.27; break; case 1013: bar = 0.27; break; case 1014: bar = 0.26; break; case 1015: bar = 0.26; break; case 1016: bar = 0.26; break; case 1017: bar = 0.26; break; case 1018: bar = 0.26; break; case 1019: bar = 0.26; break; case 1020: bar = 0.26; break; case 1021: bar = 0.26; break; case 1022: bar = 0.26; break; case 1023: bar = 0.26; break; case 1024: bar = 0.25; break;
case 60: bar = 11.81; break; | case 60: bar = 11.81; break; case 61: bar = 11.65; break; case 62: bar = 11.48; break; case 63: bar = 11.33; break; case 64: bar = 11.17; break; case 65: bar = 11.02; break; case 66: bar = 10.88; break; case 67: bar = 10.74; break; case 68: bar = 10.6; break; case 69: bar = 10.47; break; case 70: bar = 10.34; break; case 71: bar = 10.21; break; case 72: bar = 10.09; break; case 73: bar = 9.97; break; case 74: bar = 9.85; break; case 75: bar = 9.73; break; case 76: bar = 9.62; break; case 77: bar = 9.51; break; case 78: bar = 9.4; break; case 79: bar = 9.3; break; case 80: bar = 9.19; break; case 81: bar = 9.09; break; case 82: bar = 9; break; case 83: bar = 8.9; break; case 84: bar = 8.81; break; case 85: bar = 8.71; break; case 86: bar = 8.62; break; case 87: bar = 8.53; break; case 88: bar = 8.45; break; case 89: bar = 8.36; break; case 90: bar = 8.28; break; case 91: bar = 8.2; break; case 92: bar = 8.12; break; case 93: bar = 8.04; break; case 94: bar = 7.96; break; case 95: bar = 7.89; break; case 96: bar = 7.81; break; case 97: bar = 7.74; break; case 98: bar = 7.67; break; case 99: bar = 7.6; break; case 100: bar = 7.53; break; case 101: bar = 7.46; break; case 102: bar = 7.4; break; case 103: bar = 7.33; break; case 104: bar = 7.27; break; case 105: bar = 7.2; break; case 106: bar = 7.14; break; case 107: bar = 7.08; break; case 108: bar = 7.02; break; case 109: bar = 6.96; break; case 110: bar = 6.9; break; case 111: bar = 6.85; break; case 112: bar = 6.79; break; case 113: bar = 6.74; break; case 114: bar = 6.68; break; case 115: bar = 6.63; break; case 116: bar = 6.57; break; case 117: bar = 6.52; break; case 118: bar = 6.47; break; case 119: bar = 6.42; break; case 120: bar = 6.37; break; case 121: bar = 6.32; break; case 122: bar = 6.27; break; case 123: bar = 6.23; break; case 124: bar = 6.18; break; case 125: bar = 6.13; break; case 126: bar = 6.09; break; case 127: bar = 6.04; break; case 128: bar = 6; break; case 129: bar = 5.95; break; case 130: bar = 5.91; break; case 131: bar = 5.87; break; case 132: bar = 5.83; break; case 133: bar = 5.79; break; case 134: bar = 5.75; break; case 135: bar = 5.71; break; case 136: bar = 5.67; break; case 137: bar = 5.63; break; case 138: bar = 5.59; break; case 139: bar = 5.55; break; case 140: bar = 5.51; break; case 141: bar = 5.47; break; case 142: bar = 5.44; break; case 143: bar = 5.4; break; case 144: bar = 5.37; break; case 145: bar = 5.33; break; case 146: bar = 5.3; break; case 147: bar = 5.26; break; case 148: bar = 5.23; break; case 149: bar = 5.19; break; case 150: bar = 5.16; break; case 151: bar = 5.13; break; case 152: bar = 5.09; break; case 153: bar = 5.06; break; case 154: bar = 5.03; break; case 155: bar = 5; break; case 156: bar = 4.97; break; case 157: bar = 4.94; break; case 158: bar = 4.91; break; case 159: bar = 4.88; break; case 160: bar = 4.85; break; case 161: bar = 4.82; break; case 162: bar = 4.79; break; case 163: bar = 4.76; break; case 164: bar = 4.73; break; case 165: bar = 4.7; break; case 166: bar = 4.68; break; case 167: bar = 4.65; break; case 168: bar = 4.62; break; case 169: bar = 4.59; break; case 170: bar = 4.57; break; case 171: bar = 4.54; break; case 172: bar = 4.52; break; case 173: bar = 4.49; break; case 174: bar = 4.46; break; case 175: bar = 4.44; break; case 176: bar = 4.41; break; case 177: bar = 4.39; break; case 178: bar = 4.36; break; case 179: bar = 4.34; break; case 180: bar = 4.32; break; case 181: bar = 4.29; break; case 182: bar = 4.27; break; case 183: bar = 4.25; break; case 184: bar = 4.22; break; case 185: bar = 4.2; break; case 186: bar = 4.18; break; case 187: bar = 4.15; break; case 188: bar = 4.13; break; case 189: bar = 4.11; break; case 190: bar = 4.09; break; case 191: bar = 4.07; break; case 192: bar = 4.05; break; case 193: bar = 4.02; break; case 194: bar = 4; break; case 195: bar = 3.98; break; case 196: bar = 3.96; break; case 197: bar = 3.94; break; case 198: bar = 3.92; break; case 199: bar = 3.9; break; case 200: bar = 3.88; break; case 201: bar = 3.86; break; case 202: bar = 3.84; break; case 203: bar = 3.82; break; case 204: bar = 3.8; break; case 205: bar = 3.78; break; case 206: bar = 3.77; break; case 207: bar = 3.75; break; case 208: bar = 3.73; break; case 209: bar = 3.71; break; case 210: bar = 3.69; break; case 211: bar = 3.67; break; case 212: bar = 3.66; break; case 213: bar = 3.64; break; case 214: bar = 3.62; break; case 215: bar = 3.6; break; case 216: bar = 3.59; break; case 217: bar = 3.57; break; case 218: bar = 3.55; break; case 219: bar = 3.53; break; case 220: bar = 3.52; break; case 221: bar = 3.5; break; case 222: bar = 3.48; break; case 223: bar = 3.47; break; case 224: bar = 3.45; break; case 225: bar = 3.44; break; case 226: bar = 3.42; break; case 227: bar = 3.4; break; case 228: bar = 3.39; break; case 229: bar = 3.37; break; case 230: bar = 3.36; break; case 231: bar = 3.34; break; case 232: bar = 3.33; break; case 233: bar = 3.31; break; case 234: bar = 3.3; break; case 235: bar = 3.28; break; case 236: bar = 3.27; break; case 237: bar = 3.25; break; case 238: bar = 3.24; break; case 239: bar = 3.22; break; case 240: bar = 3.21; break; case 241: bar = 3.19; break; case 242: bar = 3.18; break; case 243: bar = 3.17; break; case 244: bar = 3.15; break; case 245: bar = 3.14; break; case 246: bar = 3.12; break; case 247: bar = 3.11; break; case 248: bar = 3.1; break; case 249: bar = 3.08; break; case 250: bar = 3.07; break; case 251: bar = 3.06; break; case 252: bar = 3.04; break; case 253: bar = 3.03; break; case 254: bar = 3.02; break; case 255: bar = 3.01; break; case 256: bar = 2.99; break; case 257: bar = 2.98; break; case 258: bar = 2.97; break; case 259: bar = 2.96; break; case 260: bar = 2.94; break; case 261: bar = 2.93; break; case 262: bar = 2.92; break; case 263: bar = 2.91; break; case 264: bar = 2.89; break; case 265: bar = 2.88; break; case 266: bar = 2.87; break; case 267: bar = 2.86; break; case 268: bar = 2.85; break; case 269: bar = 2.83; break; case 270: bar = 2.82; break; case 271: bar = 2.81; break; case 272: bar = 2.8; break; case 273: bar = 2.79; break; case 274: bar = 2.78; break; case 275: bar = 2.77; break; case 276: bar = 2.76; break; case 277: bar = 2.74; break; case 278: bar = 2.73; break; case 279: bar = 2.72; break; case 280: bar = 2.71; break; case 281: bar = 2.7; break; case 282: bar = 2.69; break; case 283: bar = 2.68; break; case 284: bar = 2.67; break; case 285: bar = 2.66; break; case 286: bar = 2.65; break; case 287: bar = 2.64; break; case 288: bar = 2.63; break; case 289: bar = 2.62; break; case 290: bar = 2.61; break; case 291: bar = 2.6; break; case 292: bar = 2.59; break; case 293: bar = 2.58; break; case 294: bar = 2.57; break; case 295: bar = 2.56; break; case 296: bar = 2.55; break; case 297: bar = 2.54; break; case 298: bar = 2.53; break; case 299: bar = 2.52; break; case 300: bar = 2.51; break; case 301: bar = 2.5; break; case 302: bar = 2.49; break; case 303: bar = 2.48; break; case 304: bar = 2.47; break; case 305: bar = 2.46; break; case 306: bar = 2.45; break; case 307: bar = 2.44; break; case 308: bar = 2.43; break; case 309: bar = 2.42; break; case 310: bar = 2.41; break; case 311: bar = 2.41; break; case 312: bar = 2.4; break; case 313: bar = 2.39; break; case 314: bar = 2.38; break; case 315: bar = 2.37; break; case 316: bar = 2.36; break; case 317: bar = 2.35; break; case 318: bar = 2.34; break; case 319: bar = 2.34; break; case 320: bar = 2.33; break; case 321: bar = 2.32; break; case 322: bar = 2.31; break; case 323: bar = 2.3; break; case 324: bar = 2.29; break; case 325: bar = 2.28; break; case 326: bar = 2.28; break; case 327: bar = 2.27; break; case 328: bar = 2.26; break; case 329: bar = 2.25; break; case 330: bar = 2.24; break; case 331: bar = 2.24; break; case 332: bar = 2.23; break; case 333: bar = 2.22; break; case 334: bar = 2.21; break; case 335: bar = 2.2; break; case 336: bar = 2.2; break; case 337: bar = 2.19; break; case 338: bar = 2.18; break; case 339: bar = 2.17; break; case 340: bar = 2.17; break; case 341: bar = 2.16; break; case 342: bar = 2.15; break; case 343: bar = 2.14; break; case 344: bar = 2.13; break; case 345: bar = 2.13; break; case 346: bar = 2.12; break; case 347: bar = 2.11; break; case 348: bar = 2.11; break; case 349: bar = 2.1; break; case 350: bar = 2.09; break; case 351: bar = 2.08; break; case 352: bar = 2.08; break; case 353: bar = 2.07; break; case 354: bar = 2.06; break; case 355: bar = 2.05; break; case 356: bar = 2.05; break; case 357: bar = 2.04; break; case 358: bar = 2.03; break; case 359: bar = 2.03; break; case 360: bar = 2.02; break; case 361: bar = 2.01; break; case 362: bar = 2.01; break; case 363: bar = 2; break; case 364: bar = 1.99; break; case 365: bar = 1.99; break; case 366: bar = 1.98; break; case 367: bar = 1.97; break; case 368: bar = 1.97; break; case 369: bar = 1.96; break; case 370: bar = 1.95; break; case 371: bar = 1.95; break; case 372: bar = 1.94; break; case 373: bar = 1.93; break; case 374: bar = 1.93; break; case 375: bar = 1.92; break; case 376: bar = 1.91; break; case 377: bar = 1.91; break; case 378: bar = 1.9; break; case 379: bar = 1.89; break; case 380: bar = 1.89; break; case 381: bar = 1.88; break; case 382: bar = 1.88; break; case 383: bar = 1.87; break; case 384: bar = 1.86; break; case 385: bar = 1.86; break; case 386: bar = 1.85; break; case 387: bar = 1.85; break; case 388: bar = 1.84; break; case 389: bar = 1.83; break; case 390: bar = 1.83; break; case 391: bar = 1.82; break; case 392: bar = 1.82; break; case 393: bar = 1.81; break; case 394: bar = 1.8; break; case 395: bar = 1.8; break; case 396: bar = 1.79; break; case 397: bar = 1.79; break; case 398: bar = 1.78; break; case 399: bar = 1.77; break; case 400: bar = 1.77; break; case 401: bar = 1.76; break; case 402: bar = 1.76; break; case 403: bar = 1.75; break; case 404: bar = 1.75; break; case 405: bar = 1.74; break; case 406: bar = 1.73; break; case 407: bar = 1.73; break; case 408: bar = 1.72; break; case 409: bar = 1.72; break; case 410: bar = 1.71; break; case 411: bar = 1.71; break; case 412: bar = 1.7; break; case 413: bar = 1.7; break; case 414: bar = 1.69; break; case 415: bar = 1.69; break; case 416: bar = 1.68; break; case 417: bar = 1.67; break; case 418: bar = 1.67; break; case 419: bar = 1.66; break; case 420: bar = 1.66; break; case 421: bar = 1.65; break; case 422: bar = 1.65; break; case 423: bar = 1.64; break; case 424: bar = 1.64; break; case 425: bar = 1.63; break; case 426: bar = 1.63; break; case 427: bar = 1.62; break; case 428: bar = 1.62; break; case 429: bar = 1.61; break; case 430: bar = 1.61; break; case 431: bar = 1.6; break; case 432: bar = 1.6; break; case 433: bar = 1.59; break; case 434: bar = 1.59; break; case 435: bar = 1.58; break; case 436: bar = 1.58; break; case 437: bar = 1.57; break; case 438: bar = 1.57; break; case 439: bar = 1.56; break; case 440: bar = 1.56; break; case 441: bar = 1.55; break; case 442: bar = 1.55; break; case 443: bar = 1.54; break; case 444: bar = 1.54; break; case 445: bar = 1.53; break; case 446: bar = 1.53; break; case 447: bar = 1.53; break; case 448: bar = 1.52; break; case 449: bar = 1.52; break; case 450: bar = 1.51; break; case 451: bar = 1.51; break; case 452: bar = 1.5; break; case 453: bar = 1.5; break; case 454: bar = 1.49; break; case 455: bar = 1.49; break; case 456: bar = 1.48; break; case 457: bar = 1.48; break; case 458: bar = 1.47; break; case 459: bar = 1.47; break; case 460: bar = 1.47; break; case 461: bar = 1.46; break; case 462: bar = 1.46; break; case 463: bar = 1.45; break; case 464: bar = 1.45; break; case 465: bar = 1.44; break; case 466: bar = 1.44; break; case 467: bar = 1.44; break; case 468: bar = 1.43; break; case 469: bar = 1.43; break; case 470: bar = 1.42; break; case 471: bar = 1.42; break; case 472: bar = 1.41; break; case 473: bar = 1.41; break; case 474: bar = 1.41; break; case 475: bar = 1.4; break; case 476: bar = 1.4; break; case 477: bar = 1.39; break; case 478: bar = 1.39; break; case 479: bar = 1.38; break; case 480: bar = 1.38; break; case 481: bar = 1.38; break; case 482: bar = 1.37; break; case 483: bar = 1.37; break; case 484: bar = 1.36; break; case 485: bar = 1.36; break; case 486: bar = 1.36; break; case 487: bar = 1.35; break; case 488: bar = 1.35; break; case 489: bar = 1.34; break; case 490: bar = 1.34; break; case 491: bar = 1.34; break; case 492: bar = 1.33; break; case 493: bar = 1.33; break; case 494: bar = 1.32; break; case 495: bar = 1.32; break; case 496: bar = 1.32; break; case 497: bar = 1.31; break; case 498: bar = 1.31; break; case 499: bar = 1.3; break; case 500: bar = 1.3; break; case 501: bar = 1.3; break; case 502: bar = 1.29; break; case 503: bar = 1.29; break; case 504: bar = 1.29; break; case 505: bar = 1.28; break; case 506: bar = 1.28; break; case 507: bar = 1.27; break; case 508: bar = 1.27; break; case 509: bar = 1.27; break; case 510: bar = 1.26; break; case 511: bar = 1.26; break; case 512: bar = 1.26; break; case 513: bar = 1.25; break; case 514: bar = 1.25; break; case 515: bar = 1.24; break; case 516: bar = 1.24; break; case 517: bar = 1.24; break; case 518: bar = 1.23; break; case 519: bar = 1.23; break; case 520: bar = 1.23; break; case 521: bar = 1.22; break; case 522: bar = 1.22; break; case 523: bar = 1.22; break; case 524: bar = 1.21; break; case 525: bar = 1.21; break; case 526: bar = 1.21; break; case 527: bar = 1.2; break; case 528: bar = 1.2; break; case 529: bar = 1.2; break; case 530: bar = 1.19; break; case 531: bar = 1.19; break; case 532: bar = 1.18; break; case 533: bar = 1.18; break; case 534: bar = 1.18; break; case 535: bar = 1.17; break; case 536: bar = 1.17; break; case 537: bar = 1.17; break; case 538: bar = 1.16; break; case 539: bar = 1.16; break; case 540: bar = 1.16; break; case 541: bar = 1.15; break; case 542: bar = 1.15; break; case 543: bar = 1.15; break; case 544: bar = 1.14; break; case 545: bar = 1.14; break; case 546: bar = 1.14; break; case 547: bar = 1.13; break; case 548: bar = 1.13; break; case 549: bar = 1.13; break; case 550: bar = 1.12; break; case 551: bar = 1.12; break; case 552: bar = 1.12; break; case 553: bar = 1.12; break; case 554: bar = 1.11; break; case 555: bar = 1.11; break; case 556: bar = 1.11; break; case 557: bar = 1.1; break; case 558: bar = 1.1; break; case 559: bar = 1.1; break; case 560: bar = 1.09; break; case 561: bar = 1.09; break; case 562: bar = 1.09; break; case 563: bar = 1.08; break; case 564: bar = 1.08; break; case 565: bar = 1.08; break; case 566: bar = 1.07; break; case 567: bar = 1.07; break; case 568: bar = 1.07; break; case 569: bar = 1.07; break; case 570: bar = 1.06; break; case 571: bar = 1.06; break; case 572: bar = 1.06; break; case 573: bar = 1.05; break; case 574: bar = 1.05; break; case 575: bar = 1.05; break; case 576: bar = 1.04; break; case 577: bar = 1.04; break; case 578: bar = 1.04; break; case 579: bar = 1.04; break; case 580: bar = 1.03; break; case 581: bar = 1.03; break; case 582: bar = 1.03; break; case 583: bar = 1.02; break; case 584: bar = 1.02; break; case 585: bar = 1.02; break; case 586: bar = 1.02; break; case 587: bar = 1.01; break; case 588: bar = 1.01; break; case 589: bar = 1.01; break; case 590: bar = 1; break; case 591: bar = 1; break; case 592: bar = 1; break; case 593: bar = 1; break; case 594: bar = 0.99; break; case 595: bar = 0.99; break; case 596: bar = 0.99; break; case 597: bar = 0.98; break; case 598: bar = 0.98; break; case 599: bar = 0.98; break; case 600: bar = 0.98; break; case 601: bar = 0.97; break; case 602: bar = 0.97; break; case 603: bar = 0.97; break; case 604: bar = 0.96; break; case 605: bar = 0.96; break; case 606: bar = 0.96; break; case 607: bar = 0.96; break; case 608: bar = 0.95; break; case 609: bar = 0.95; break; case 610: bar = 0.95; break; case 611: bar = 0.95; break; case 612: bar = 0.94; break; case 613: bar = 0.94; break; case 614: bar = 0.94; break; case 615: bar = 0.94; break; case 616: bar = 0.93; break; case 617: bar = 0.93; break; case 618: bar = 0.93; break; case 619: bar = 0.92; break; case 620: bar = 0.92; break; case 621: bar = 0.92; break; case 622: bar = 0.92; break; case 623: bar = 0.91; break; case 624: bar = 0.91; break; case 625: bar = 0.91; break; case 626: bar = 0.91; break; case 627: bar = 0.9; break; case 628: bar = 0.9; break; case 629: bar = 0.9; break; case 630: bar = 0.9; break; case 631: bar = 0.89; break; case 632: bar = 0.89; break; case 633: bar = 0.89; break; case 634: bar = 0.89; break; case 635: bar = 0.88; break; case 636: bar = 0.88; break; case 637: bar = 0.88; break; case 638: bar = 0.88; break; case 639: bar = 0.87; break; case 640: bar = 0.87; break; case 641: bar = 0.87; break; case 642: bar = 0.87; break; case 643: bar = 0.86; break; case 644: bar = 0.86; break; case 645: bar = 0.86; break; case 646: bar = 0.86; break; case 647: bar = 0.85; break; case 648: bar = 0.85; break; case 649: bar = 0.85; break; case 650: bar = 0.85; break; case 651: bar = 0.84; break; case 652: bar = 0.84; break; case 653: bar = 0.84; break; case 654: bar = 0.84; break; case 655: bar = 0.84; break; case 656: bar = 0.83; break; case 657: bar = 0.83; break; case 658: bar = 0.83; break; case 659: bar = 0.83; break; case 660: bar = 0.82; break; case 661: bar = 0.82; break; case 662: bar = 0.82; break; case 663: bar = 0.82; break; case 664: bar = 0.81; break; case 665: bar = 0.81; break; case 666: bar = 0.81; break; case 667: bar = 0.81; break; case 668: bar = 0.81; break; case 669: bar = 0.8; break; case 670: bar = 0.8; break; case 671: bar = 0.8; break; case 672: bar = 0.8; break; case 673: bar = 0.79; break; case 674: bar = 0.79; break; case 675: bar = 0.79; break; case 676: bar = 0.79; break; case 677: bar = 0.78; break; case 678: bar = 0.78; break; case 679: bar = 0.78; break; case 680: bar = 0.78; break; case 681: bar = 0.78; break; case 682: bar = 0.77; break; case 683: bar = 0.77; break; case 684: bar = 0.77; break; case 685: bar = 0.77; break; case 686: bar = 0.77; break; case 687: bar = 0.76; break; case 688: bar = 0.76; break; case 689: bar = 0.76; break; case 690: bar = 0.76; break; case 691: bar = 0.75; break; case 692: bar = 0.75; break; case 693: bar = 0.75; break; case 694: bar = 0.75; break; case 695: bar = 0.75; break; case 696: bar = 0.74; break; case 697: bar = 0.74; break; case 698: bar = 0.74; break; case 699: bar = 0.74; break; case 700: bar = 0.74; break; case 701: bar = 0.73; break; case 702: bar = 0.73; break; case 703: bar = 0.73; break; case 704: bar = 0.73; break; case 705: bar = 0.72; break; case 706: bar = 0.72; break; case 707: bar = 0.72; break; case 708: bar = 0.72; break; case 709: bar = 0.72; break; case 710: bar = 0.71; break; case 711: bar = 0.71; break; case 712: bar = 0.71; break; case 713: bar = 0.71; break; case 714: bar = 0.71; break; case 715: bar = 0.7; break; case 716: bar = 0.7; break; case 717: bar = 0.7; break; case 718: bar = 0.7; break; case 719: bar = 0.7; break; case 720: bar = 0.69; break; case 721: bar = 0.69; break; case 722: bar = 0.69; break; case 723: bar = 0.69; break; case 724: bar = 0.69; break; case 725: bar = 0.68; break; case 726: bar = 0.68; break; case 727: bar = 0.68; break; case 728: bar = 0.68; break; case 729: bar = 0.68; break; case 730: bar = 0.67; break; case 731: bar = 0.67; break; case 732: bar = 0.67; break; case 733: bar = 0.67; break; case 734: bar = 0.67; break; case 735: bar = 0.67; break; case 736: bar = 0.66; break; case 737: bar = 0.66; break; case 738: bar = 0.66; break; case 739: bar = 0.66; break; case 740: bar = 0.66; break; case 741: bar = 0.65; break; case 742: bar = 0.65; break; case 743: bar = 0.65; break; case 744: bar = 0.65; break; case 745: bar = 0.65; break; case 746: bar = 0.64; break; case 747: bar = 0.64; break; case 748: bar = 0.64; break; case 749: bar = 0.64; break; case 750: bar = 0.64; break; case 751: bar = 0.64; break; case 752: bar = 0.63; break; case 753: bar = 0.63; break; case 754: bar = 0.63; break; case 755: bar = 0.63; break; case 756: bar = 0.63; break; case 757: bar = 0.62; break; case 758: bar = 0.62; break; case 759: bar = 0.62; break; case 760: bar = 0.62; break; case 761: bar = 0.62; break; case 762: bar = 0.61; break; case 763: bar = 0.61; break; case 764: bar = 0.61; break; case 765: bar = 0.61; break; case 766: bar = 0.61; break; case 767: bar = 0.61; break; case 768: bar = 0.6; break; case 769: bar = 0.6; break; case 770: bar = 0.6; break; case 771: bar = 0.6; break; case 772: bar = 0.6; break; case 773: bar = 0.6; break; case 774: bar = 0.59; break; case 775: bar = 0.59; break; case 776: bar = 0.59; break; case 777: bar = 0.59; break; case 778: bar = 0.59; break; case 779: bar = 0.59; break; case 780: bar = 0.58; break; case 781: bar = 0.58; break; case 782: bar = 0.58; break; case 783: bar = 0.58; break; case 784: bar = 0.58; break; case 785: bar = 0.57; break; case 786: bar = 0.57; break; case 787: bar = 0.57; break; case 788: bar = 0.57; break; case 789: bar = 0.57; break; case 790: bar = 0.57; break; case 791: bar = 0.56; break; case 792: bar = 0.56; break; case 793: bar = 0.56; break; case 794: bar = 0.56; break; case 795: bar = 0.56; break; case 796: bar = 0.56; break; case 797: bar = 0.55; break; case 798: bar = 0.55; break; case 799: bar = 0.55; break; case 800: bar = 0.55; break; case 801: bar = 0.55; break; case 802: bar = 0.55; break; case 803: bar = 0.54; break; case 804: bar = 0.54; break; case 805: bar = 0.54; break; case 806: bar = 0.54; break; case 807: bar = 0.54; break; case 808: bar = 0.54; break; case 809: bar = 0.53; break; case 810: bar = 0.53; break; case 811: bar = 0.53; break; case 812: bar = 0.53; break; case 813: bar = 0.53; break; case 814: bar = 0.53; break; case 815: bar = 0.53; break; case 816: bar = 0.52; break; case 817: bar = 0.52; break; case 818: bar = 0.52; break; case 819: bar = 0.52; break; case 820: bar = 0.52; break; case 821: bar = 0.52; break; case 822: bar = 0.51; break; case 823: bar = 0.51; break; case 824: bar = 0.51; break; case 825: bar = 0.51; break; case 826: bar = 0.51; break; case 827: bar = 0.51; break; case 828: bar = 0.5; break; case 829: bar = 0.5; break; case 830: bar = 0.5; break; case 831: bar = 0.5; break; case 832: bar = 0.5; break; case 833: bar = 0.5; break; case 834: bar = 0.5; break; case 835: bar = 0.49; break; case 836: bar = 0.49; break; case 837: bar = 0.49; break; case 838: bar = 0.49; break; case 839: bar = 0.49; break; case 840: bar = 0.49; break; case 841: bar = 0.48; break; case 842: bar = 0.48; break; case 843: bar = 0.48; break; case 844: bar = 0.48; break; case 845: bar = 0.48; break; case 846: bar = 0.48; break; case 847: bar = 0.48; break; case 848: bar = 0.47; break; case 849: bar = 0.47; break; case 850: bar = 0.47; break; case 851: bar = 0.47; break; case 852: bar = 0.47; break; case 853: bar = 0.47; break; case 854: bar = 0.47; break; case 855: bar = 0.46; break; case 856: bar = 0.46; break; case 857: bar = 0.46; break; case 858: bar = 0.46; break; case 859: bar = 0.46; break; case 860: bar = 0.46; break; case 861: bar = 0.46; break; case 862: bar = 0.45; break; case 863: bar = 0.45; break; case 864: bar = 0.45; break; case 865: bar = 0.45; break; case 866: bar = 0.45; break; case 867: bar = 0.45; break; case 868: bar = 0.45; break; case 869: bar = 0.44; break; case 870: bar = 0.44; break; case 871: bar = 0.44; break; case 872: bar = 0.44; break; case 873: bar = 0.44; break; case 874: bar = 0.44; break; case 875: bar = 0.44; break; case 876: bar = 0.43; break; case 877: bar = 0.43; break; case 878: bar = 0.43; break; case 879: bar = 0.43; break; case 880: bar = 0.43; break; case 881: bar = 0.43; break; case 882: bar = 0.43; break; case 883: bar = 0.42; break; case 884: bar = 0.42; break; case 885: bar = 0.42; break; case 886: bar = 0.42; break; case 887: bar = 0.42; break; case 888: bar = 0.42; break; case 889: bar = 0.42; break; case 890: bar = 0.41; break; case 891: bar = 0.41; break; case 892: bar = 0.41; break; case 893: bar = 0.41; break; case 894: bar = 0.41; break; case 895: bar = 0.41; break; case 896: bar = 0.41; break; case 897: bar = 0.41; break; case 898: bar = 0.4; break; case 899: bar = 0.4; break; case 900: bar = 0.4; break; case 901: bar = 0.4; break; case 902: bar = 0.4; break; case 903: bar = 0.4; break; case 904: bar = 0.4; break; case 905: bar = 0.39; break; case 906: bar = 0.39; break; case 907: bar = 0.39; break; case 908: bar = 0.39; break; case 909: bar = 0.39; break; case 910: bar = 0.39; break; case 911: bar = 0.39; break; case 912: bar = 0.39; break; case 913: bar = 0.38; break; case 914: bar = 0.38; break; case 915: bar = 0.38; break; case 916: bar = 0.38; break; case 917: bar = 0.38; break; case 918: bar = 0.38; break; case 919: bar = 0.38; break; case 920: bar = 0.38; break; case 921: bar = 0.37; break; case 922: bar = 0.37; break; case 923: bar = 0.37; break; case 924: bar = 0.37; break; case 925: bar = 0.37; break; case 926: bar = 0.37; break; case 927: bar = 0.37; break; case 928: bar = 0.37; break; case 929: bar = 0.36; break; case 930: bar = 0.36; break; case 931: bar = 0.36; break; case 932: bar = 0.36; break; case 933: bar = 0.36; break; case 934: bar = 0.36; break; case 935: bar = 0.36; break; case 936: bar = 0.36; break; case 937: bar = 0.35; break; case 938: bar = 0.35; break; case 939: bar = 0.35; break; case 940: bar = 0.35; break; case 941: bar = 0.35; break; case 942: bar = 0.35; break; case 943: bar = 0.35; break; case 944: bar = 0.35; break; case 945: bar = 0.34; break; case 946: bar = 0.34; break; case 947: bar = 0.34; break; case 948: bar = 0.34; break; case 949: bar = 0.34; break; case 950: bar = 0.34; break; case 951: bar = 0.34; break; case 952: bar = 0.34; break; case 953: bar = 0.33; break; case 954: bar = 0.33; break; case 955: bar = 0.33; break; case 956: bar = 0.33; break; case 957: bar = 0.33; break; case 958: bar = 0.33; break; case 959: bar = 0.33; break; case 960: bar = 0.33; break; case 961: bar = 0.32; break; case 962: bar = 0.32; break; case 963: bar = 0.32; break; case 964: bar = 0.32; break; case 965: bar = 0.32; break; case 966: bar = 0.32; break; case 967: bar = 0.32; break; case 968: bar = 0.32; break; case 969: bar = 0.32; break; case 970: bar = 0.31; break; case 971: bar = 0.31; break; case 972: bar = 0.31; break; case 973: bar = 0.31; break; case 974: bar = 0.31; break; case 975: bar = 0.31; break; case 976: bar = 0.31; break; case 977: bar = 0.31; break; case 978: bar = 0.3; break; case 979: bar = 0.3; break; case 980: bar = 0.3; break; case 981: bar = 0.3; break; case 982: bar = 0.3; break; case 983: bar = 0.3; break; case 984: bar = 0.3; break; case 985: bar = 0.3; break; case 986: bar = 0.3; break; case 987: bar = 0.29; break; case 988: bar = 0.29; break; case 989: bar = 0.29; break; case 990: bar = 0.29; break; case 991: bar = 0.29; break; case 992: bar = 0.29; break; case 993: bar = 0.29; break; case 994: bar = 0.29; break; case 995: bar = 0.29; break; case 996: bar = 0.28; break; case 997: bar = 0.28; break; case 998: bar = 0.28; break; case 999: bar = 0.28; break; case 1000: bar = 0.28; break; case 1001: bar = 0.28; break; case 1002: bar = 0.28; break; case 1003: bar = 0.28; break; case 1004: bar = 0.28; break; case 1005: bar = 0.27; break; case 1006: bar = 0.27; break; case 1007: bar = 0.27; break; case 1008: bar = 0.27; break; case 1009: bar = 0.27; break; case 1010: bar = 0.27; break; case 1011: bar = 0.27; break; case 1012: bar = 0.27; break; case 1013: bar = 0.27; break; case 1014: bar = 0.26; break; case 1015: bar = 0.26; break; case 1016: bar = 0.26; break; case 1017: bar = 0.26; break; case 1018: bar = 0.26; break; case 1019: bar = 0.26; break; case 1020: bar = 0.26; break; case 1021: bar = 0.26; break; case 1022: bar = 0.26; break; case 1023: bar = 0.26; break; case 1024: bar = 0.25; break;
case 61: bar = 11.65; break; | case 61: bar = 11.65; break; case 62: bar = 11.48; break; case 63: bar = 11.33; break; case 64: bar = 11.17; break; case 65: bar = 11.02; break; case 66: bar = 10.88; break; case 67: bar = 10.74; break; case 68: bar = 10.6; break; case 69: bar = 10.47; break; case 70: bar = 10.34; break; case 71: bar = 10.21; break; case 72: bar = 10.09; break; case 73: bar = 9.97; break; case 74: bar = 9.85; break; case 75: bar = 9.73; break; case 76: bar = 9.62; break; case 77: bar = 9.51; break; case 78: bar = 9.4; break; case 79: bar = 9.3; break; case 80: bar = 9.19; break; case 81: bar = 9.09; break; case 82: bar = 9; break; case 83: bar = 8.9; break; case 84: bar = 8.81; break; case 85: bar = 8.71; break; case 86: bar = 8.62; break; case 87: bar = 8.53; break; case 88: bar = 8.45; break; case 89: bar = 8.36; break; case 90: bar = 8.28; break; case 91: bar = 8.2; break; case 92: bar = 8.12; break; case 93: bar = 8.04; break; case 94: bar = 7.96; break; case 95: bar = 7.89; break; case 96: bar = 7.81; break; case 97: bar = 7.74; break; case 98: bar = 7.67; break; case 99: bar = 7.6; break; case 100: bar = 7.53; break; case 101: bar = 7.46; break; case 102: bar = 7.4; break; case 103: bar = 7.33; break; case 104: bar = 7.27; break; case 105: bar = 7.2; break; case 106: bar = 7.14; break; case 107: bar = 7.08; break; case 108: bar = 7.02; break; case 109: bar = 6.96; break; case 110: bar = 6.9; break; case 111: bar = 6.85; break; case 112: bar = 6.79; break; case 113: bar = 6.74; break; case 114: bar = 6.68; break; case 115: bar = 6.63; break; case 116: bar = 6.57; break; case 117: bar = 6.52; break; case 118: bar = 6.47; break; case 119: bar = 6.42; break; case 120: bar = 6.37; break; case 121: bar = 6.32; break; case 122: bar = 6.27; break; case 123: bar = 6.23; break; case 124: bar = 6.18; break; case 125: bar = 6.13; break; case 126: bar = 6.09; break; case 127: bar = 6.04; break; case 128: bar = 6; break; case 129: bar = 5.95; break; case 130: bar = 5.91; break; case 131: bar = 5.87; break; case 132: bar = 5.83; break; case 133: bar = 5.79; break; case 134: bar = 5.75; break; case 135: bar = 5.71; break; case 136: bar = 5.67; break; case 137: bar = 5.63; break; case 138: bar = 5.59; break; case 139: bar = 5.55; break; case 140: bar = 5.51; break; case 141: bar = 5.47; break; case 142: bar = 5.44; break; case 143: bar = 5.4; break; case 144: bar = 5.37; break; case 145: bar = 5.33; break; case 146: bar = 5.3; break; case 147: bar = 5.26; break; case 148: bar = 5.23; break; case 149: bar = 5.19; break; case 150: bar = 5.16; break; case 151: bar = 5.13; break; case 152: bar = 5.09; break; case 153: bar = 5.06; break; case 154: bar = 5.03; break; case 155: bar = 5; break; case 156: bar = 4.97; break; case 157: bar = 4.94; break; case 158: bar = 4.91; break; case 159: bar = 4.88; break; case 160: bar = 4.85; break; case 161: bar = 4.82; break; case 162: bar = 4.79; break; case 163: bar = 4.76; break; case 164: bar = 4.73; break; case 165: bar = 4.7; break; case 166: bar = 4.68; break; case 167: bar = 4.65; break; case 168: bar = 4.62; break; case 169: bar = 4.59; break; case 170: bar = 4.57; break; case 171: bar = 4.54; break; case 172: bar = 4.52; break; case 173: bar = 4.49; break; case 174: bar = 4.46; break; case 175: bar = 4.44; break; case 176: bar = 4.41; break; case 177: bar = 4.39; break; case 178: bar = 4.36; break; case 179: bar = 4.34; break; case 180: bar = 4.32; break; case 181: bar = 4.29; break; case 182: bar = 4.27; break; case 183: bar = 4.25; break; case 184: bar = 4.22; break; case 185: bar = 4.2; break; case 186: bar = 4.18; break; case 187: bar = 4.15; break; case 188: bar = 4.13; break; case 189: bar = 4.11; break; case 190: bar = 4.09; break; case 191: bar = 4.07; break; case 192: bar = 4.05; break; case 193: bar = 4.02; break; case 194: bar = 4; break; case 195: bar = 3.98; break; case 196: bar = 3.96; break; case 197: bar = 3.94; break; case 198: bar = 3.92; break; case 199: bar = 3.9; break; case 200: bar = 3.88; break; case 201: bar = 3.86; break; case 202: bar = 3.84; break; case 203: bar = 3.82; break; case 204: bar = 3.8; break; case 205: bar = 3.78; break; case 206: bar = 3.77; break; case 207: bar = 3.75; break; case 208: bar = 3.73; break; case 209: bar = 3.71; break; case 210: bar = 3.69; break; case 211: bar = 3.67; break; case 212: bar = 3.66; break; case 213: bar = 3.64; break; case 214: bar = 3.62; break; case 215: bar = 3.6; break; case 216: bar = 3.59; break; case 217: bar = 3.57; break; case 218: bar = 3.55; break; case 219: bar = 3.53; break; case 220: bar = 3.52; break; case 221: bar = 3.5; break; case 222: bar = 3.48; break; case 223: bar = 3.47; break; case 224: bar = 3.45; break; case 225: bar = 3.44; break; case 226: bar = 3.42; break; case 227: bar = 3.4; break; case 228: bar = 3.39; break; case 229: bar = 3.37; break; case 230: bar = 3.36; break; case 231: bar = 3.34; break; case 232: bar = 3.33; break; case 233: bar = 3.31; break; case 234: bar = 3.3; break; case 235: bar = 3.28; break; case 236: bar = 3.27; break; case 237: bar = 3.25; break; case 238: bar = 3.24; break; case 239: bar = 3.22; break; case 240: bar = 3.21; break; case 241: bar = 3.19; break; case 242: bar = 3.18; break; case 243: bar = 3.17; break; case 244: bar = 3.15; break; case 245: bar = 3.14; break; case 246: bar = 3.12; break; case 247: bar = 3.11; break; case 248: bar = 3.1; break; case 249: bar = 3.08; break; case 250: bar = 3.07; break; case 251: bar = 3.06; break; case 252: bar = 3.04; break; case 253: bar = 3.03; break; case 254: bar = 3.02; break; case 255: bar = 3.01; break; case 256: bar = 2.99; break; case 257: bar = 2.98; break; case 258: bar = 2.97; break; case 259: bar = 2.96; break; case 260: bar = 2.94; break; case 261: bar = 2.93; break; case 262: bar = 2.92; break; case 263: bar = 2.91; break; case 264: bar = 2.89; break; case 265: bar = 2.88; break; case 266: bar = 2.87; break; case 267: bar = 2.86; break; case 268: bar = 2.85; break; case 269: bar = 2.83; break; case 270: bar = 2.82; break; case 271: bar = 2.81; break; case 272: bar = 2.8; break; case 273: bar = 2.79; break; case 274: bar = 2.78; break; case 275: bar = 2.77; break; case 276: bar = 2.76; break; case 277: bar = 2.74; break; case 278: bar = 2.73; break; case 279: bar = 2.72; break; case 280: bar = 2.71; break; case 281: bar = 2.7; break; case 282: bar = 2.69; break; case 283: bar = 2.68; break; case 284: bar = 2.67; break; case 285: bar = 2.66; break; case 286: bar = 2.65; break; case 287: bar = 2.64; break; case 288: bar = 2.63; break; case 289: bar = 2.62; break; case 290: bar = 2.61; break; case 291: bar = 2.6; break; case 292: bar = 2.59; break; case 293: bar = 2.58; break; case 294: bar = 2.57; break; case 295: bar = 2.56; break; case 296: bar = 2.55; break; case 297: bar = 2.54; break; case 298: bar = 2.53; break; case 299: bar = 2.52; break; case 300: bar = 2.51; break; case 301: bar = 2.5; break; case 302: bar = 2.49; break; case 303: bar = 2.48; break; case 304: bar = 2.47; break; case 305: bar = 2.46; break; case 306: bar = 2.45; break; case 307: bar = 2.44; break; case 308: bar = 2.43; break; case 309: bar = 2.42; break; case 310: bar = 2.41; break; case 311: bar = 2.41; break; case 312: bar = 2.4; break; case 313: bar = 2.39; break; case 314: bar = 2.38; break; case 315: bar = 2.37; break; case 316: bar = 2.36; break; case 317: bar = 2.35; break; case 318: bar = 2.34; break; case 319: bar = 2.34; break; case 320: bar = 2.33; break; case 321: bar = 2.32; break; case 322: bar = 2.31; break; case 323: bar = 2.3; break; case 324: bar = 2.29; break; case 325: bar = 2.28; break; case 326: bar = 2.28; break; case 327: bar = 2.27; break; case 328: bar = 2.26; break; case 329: bar = 2.25; break; case 330: bar = 2.24; break; case 331: bar = 2.24; break; case 332: bar = 2.23; break; case 333: bar = 2.22; break; case 334: bar = 2.21; break; case 335: bar = 2.2; break; case 336: bar = 2.2; break; case 337: bar = 2.19; break; case 338: bar = 2.18; break; case 339: bar = 2.17; break; case 340: bar = 2.17; break; case 341: bar = 2.16; break; case 342: bar = 2.15; break; case 343: bar = 2.14; break; case 344: bar = 2.13; break; case 345: bar = 2.13; break; case 346: bar = 2.12; break; case 347: bar = 2.11; break; case 348: bar = 2.11; break; case 349: bar = 2.1; break; case 350: bar = 2.09; break; case 351: bar = 2.08; break; case 352: bar = 2.08; break; case 353: bar = 2.07; break; case 354: bar = 2.06; break; case 355: bar = 2.05; break; case 356: bar = 2.05; break; case 357: bar = 2.04; break; case 358: bar = 2.03; break; case 359: bar = 2.03; break; case 360: bar = 2.02; break; case 361: bar = 2.01; break; case 362: bar = 2.01; break; case 363: bar = 2; break; case 364: bar = 1.99; break; case 365: bar = 1.99; break; case 366: bar = 1.98; break; case 367: bar = 1.97; break; case 368: bar = 1.97; break; case 369: bar = 1.96; break; case 370: bar = 1.95; break; case 371: bar = 1.95; break; case 372: bar = 1.94; break; case 373: bar = 1.93; break; case 374: bar = 1.93; break; case 375: bar = 1.92; break; case 376: bar = 1.91; break; case 377: bar = 1.91; break; case 378: bar = 1.9; break; case 379: bar = 1.89; break; case 380: bar = 1.89; break; case 381: bar = 1.88; break; case 382: bar = 1.88; break; case 383: bar = 1.87; break; case 384: bar = 1.86; break; case 385: bar = 1.86; break; case 386: bar = 1.85; break; case 387: bar = 1.85; break; case 388: bar = 1.84; break; case 389: bar = 1.83; break; case 390: bar = 1.83; break; case 391: bar = 1.82; break; case 392: bar = 1.82; break; case 393: bar = 1.81; break; case 394: bar = 1.8; break; case 395: bar = 1.8; break; case 396: bar = 1.79; break; case 397: bar = 1.79; break; case 398: bar = 1.78; break; case 399: bar = 1.77; break; case 400: bar = 1.77; break; case 401: bar = 1.76; break; case 402: bar = 1.76; break; case 403: bar = 1.75; break; case 404: bar = 1.75; break; case 405: bar = 1.74; break; case 406: bar = 1.73; break; case 407: bar = 1.73; break; case 408: bar = 1.72; break; case 409: bar = 1.72; break; case 410: bar = 1.71; break; case 411: bar = 1.71; break; case 412: bar = 1.7; break; case 413: bar = 1.7; break; case 414: bar = 1.69; break; case 415: bar = 1.69; break; case 416: bar = 1.68; break; case 417: bar = 1.67; break; case 418: bar = 1.67; break; case 419: bar = 1.66; break; case 420: bar = 1.66; break; case 421: bar = 1.65; break; case 422: bar = 1.65; break; case 423: bar = 1.64; break; case 424: bar = 1.64; break; case 425: bar = 1.63; break; case 426: bar = 1.63; break; case 427: bar = 1.62; break; case 428: bar = 1.62; break; case 429: bar = 1.61; break; case 430: bar = 1.61; break; case 431: bar = 1.6; break; case 432: bar = 1.6; break; case 433: bar = 1.59; break; case 434: bar = 1.59; break; case 435: bar = 1.58; break; case 436: bar = 1.58; break; case 437: bar = 1.57; break; case 438: bar = 1.57; break; case 439: bar = 1.56; break; case 440: bar = 1.56; break; case 441: bar = 1.55; break; case 442: bar = 1.55; break; case 443: bar = 1.54; break; case 444: bar = 1.54; break; case 445: bar = 1.53; break; case 446: bar = 1.53; break; case 447: bar = 1.53; break; case 448: bar = 1.52; break; case 449: bar = 1.52; break; case 450: bar = 1.51; break; case 451: bar = 1.51; break; case 452: bar = 1.5; break; case 453: bar = 1.5; break; case 454: bar = 1.49; break; case 455: bar = 1.49; break; case 456: bar = 1.48; break; case 457: bar = 1.48; break; case 458: bar = 1.47; break; case 459: bar = 1.47; break; case 460: bar = 1.47; break; case 461: bar = 1.46; break; case 462: bar = 1.46; break; case 463: bar = 1.45; break; case 464: bar = 1.45; break; case 465: bar = 1.44; break; case 466: bar = 1.44; break; case 467: bar = 1.44; break; case 468: bar = 1.43; break; case 469: bar = 1.43; break; case 470: bar = 1.42; break; case 471: bar = 1.42; break; case 472: bar = 1.41; break; case 473: bar = 1.41; break; case 474: bar = 1.41; break; case 475: bar = 1.4; break; case 476: bar = 1.4; break; case 477: bar = 1.39; break; case 478: bar = 1.39; break; case 479: bar = 1.38; break; case 480: bar = 1.38; break; case 481: bar = 1.38; break; case 482: bar = 1.37; break; case 483: bar = 1.37; break; case 484: bar = 1.36; break; case 485: bar = 1.36; break; case 486: bar = 1.36; break; case 487: bar = 1.35; break; case 488: bar = 1.35; break; case 489: bar = 1.34; break; case 490: bar = 1.34; break; case 491: bar = 1.34; break; case 492: bar = 1.33; break; case 493: bar = 1.33; break; case 494: bar = 1.32; break; case 495: bar = 1.32; break; case 496: bar = 1.32; break; case 497: bar = 1.31; break; case 498: bar = 1.31; break; case 499: bar = 1.3; break; case 500: bar = 1.3; break; case 501: bar = 1.3; break; case 502: bar = 1.29; break; case 503: bar = 1.29; break; case 504: bar = 1.29; break; case 505: bar = 1.28; break; case 506: bar = 1.28; break; case 507: bar = 1.27; break; case 508: bar = 1.27; break; case 509: bar = 1.27; break; case 510: bar = 1.26; break; case 511: bar = 1.26; break; case 512: bar = 1.26; break; case 513: bar = 1.25; break; case 514: bar = 1.25; break; case 515: bar = 1.24; break; case 516: bar = 1.24; break; case 517: bar = 1.24; break; case 518: bar = 1.23; break; case 519: bar = 1.23; break; case 520: bar = 1.23; break; case 521: bar = 1.22; break; case 522: bar = 1.22; break; case 523: bar = 1.22; break; case 524: bar = 1.21; break; case 525: bar = 1.21; break; case 526: bar = 1.21; break; case 527: bar = 1.2; break; case 528: bar = 1.2; break; case 529: bar = 1.2; break; case 530: bar = 1.19; break; case 531: bar = 1.19; break; case 532: bar = 1.18; break; case 533: bar = 1.18; break; case 534: bar = 1.18; break; case 535: bar = 1.17; break; case 536: bar = 1.17; break; case 537: bar = 1.17; break; case 538: bar = 1.16; break; case 539: bar = 1.16; break; case 540: bar = 1.16; break; case 541: bar = 1.15; break; case 542: bar = 1.15; break; case 543: bar = 1.15; break; case 544: bar = 1.14; break; case 545: bar = 1.14; break; case 546: bar = 1.14; break; case 547: bar = 1.13; break; case 548: bar = 1.13; break; case 549: bar = 1.13; break; case 550: bar = 1.12; break; case 551: bar = 1.12; break; case 552: bar = 1.12; break; case 553: bar = 1.12; break; case 554: bar = 1.11; break; case 555: bar = 1.11; break; case 556: bar = 1.11; break; case 557: bar = 1.1; break; case 558: bar = 1.1; break; case 559: bar = 1.1; break; case 560: bar = 1.09; break; case 561: bar = 1.09; break; case 562: bar = 1.09; break; case 563: bar = 1.08; break; case 564: bar = 1.08; break; case 565: bar = 1.08; break; case 566: bar = 1.07; break; case 567: bar = 1.07; break; case 568: bar = 1.07; break; case 569: bar = 1.07; break; case 570: bar = 1.06; break; case 571: bar = 1.06; break; case 572: bar = 1.06; break; case 573: bar = 1.05; break; case 574: bar = 1.05; break; case 575: bar = 1.05; break; case 576: bar = 1.04; break; case 577: bar = 1.04; break; case 578: bar = 1.04; break; case 579: bar = 1.04; break; case 580: bar = 1.03; break; case 581: bar = 1.03; break; case 582: bar = 1.03; break; case 583: bar = 1.02; break; case 584: bar = 1.02; break; case 585: bar = 1.02; break; case 586: bar = 1.02; break; case 587: bar = 1.01; break; case 588: bar = 1.01; break; case 589: bar = 1.01; break; case 590: bar = 1; break; case 591: bar = 1; break; case 592: bar = 1; break; case 593: bar = 1; break; case 594: bar = 0.99; break; case 595: bar = 0.99; break; case 596: bar = 0.99; break; case 597: bar = 0.98; break; case 598: bar = 0.98; break; case 599: bar = 0.98; break; case 600: bar = 0.98; break; case 601: bar = 0.97; break; case 602: bar = 0.97; break; case 603: bar = 0.97; break; case 604: bar = 0.96; break; case 605: bar = 0.96; break; case 606: bar = 0.96; break; case 607: bar = 0.96; break; case 608: bar = 0.95; break; case 609: bar = 0.95; break; case 610: bar = 0.95; break; case 611: bar = 0.95; break; case 612: bar = 0.94; break; case 613: bar = 0.94; break; case 614: bar = 0.94; break; case 615: bar = 0.94; break; case 616: bar = 0.93; break; case 617: bar = 0.93; break; case 618: bar = 0.93; break; case 619: bar = 0.92; break; case 620: bar = 0.92; break; case 621: bar = 0.92; break; case 622: bar = 0.92; break; case 623: bar = 0.91; break; case 624: bar = 0.91; break; case 625: bar = 0.91; break; case 626: bar = 0.91; break; case 627: bar = 0.9; break; case 628: bar = 0.9; break; case 629: bar = 0.9; break; case 630: bar = 0.9; break; case 631: bar = 0.89; break; case 632: bar = 0.89; break; case 633: bar = 0.89; break; case 634: bar = 0.89; break; case 635: bar = 0.88; break; case 636: bar = 0.88; break; case 637: bar = 0.88; break; case 638: bar = 0.88; break; case 639: bar = 0.87; break; case 640: bar = 0.87; break; case 641: bar = 0.87; break; case 642: bar = 0.87; break; case 643: bar = 0.86; break; case 644: bar = 0.86; break; case 645: bar = 0.86; break; case 646: bar = 0.86; break; case 647: bar = 0.85; break; case 648: bar = 0.85; break; case 649: bar = 0.85; break; case 650: bar = 0.85; break; case 651: bar = 0.84; break; case 652: bar = 0.84; break; case 653: bar = 0.84; break; case 654: bar = 0.84; break; case 655: bar = 0.84; break; case 656: bar = 0.83; break; case 657: bar = 0.83; break; case 658: bar = 0.83; break; case 659: bar = 0.83; break; case 660: bar = 0.82; break; case 661: bar = 0.82; break; case 662: bar = 0.82; break; case 663: bar = 0.82; break; case 664: bar = 0.81; break; case 665: bar = 0.81; break; case 666: bar = 0.81; break; case 667: bar = 0.81; break; case 668: bar = 0.81; break; case 669: bar = 0.8; break; case 670: bar = 0.8; break; case 671: bar = 0.8; break; case 672: bar = 0.8; break; case 673: bar = 0.79; break; case 674: bar = 0.79; break; case 675: bar = 0.79; break; case 676: bar = 0.79; break; case 677: bar = 0.78; break; case 678: bar = 0.78; break; case 679: bar = 0.78; break; case 680: bar = 0.78; break; case 681: bar = 0.78; break; case 682: bar = 0.77; break; case 683: bar = 0.77; break; case 684: bar = 0.77; break; case 685: bar = 0.77; break; case 686: bar = 0.77; break; case 687: bar = 0.76; break; case 688: bar = 0.76; break; case 689: bar = 0.76; break; case 690: bar = 0.76; break; case 691: bar = 0.75; break; case 692: bar = 0.75; break; case 693: bar = 0.75; break; case 694: bar = 0.75; break; case 695: bar = 0.75; break; case 696: bar = 0.74; break; case 697: bar = 0.74; break; case 698: bar = 0.74; break; case 699: bar = 0.74; break; case 700: bar = 0.74; break; case 701: bar = 0.73; break; case 702: bar = 0.73; break; case 703: bar = 0.73; break; case 704: bar = 0.73; break; case 705: bar = 0.72; break; case 706: bar = 0.72; break; case 707: bar = 0.72; break; case 708: bar = 0.72; break; case 709: bar = 0.72; break; case 710: bar = 0.71; break; case 711: bar = 0.71; break; case 712: bar = 0.71; break; case 713: bar = 0.71; break; case 714: bar = 0.71; break; case 715: bar = 0.7; break; case 716: bar = 0.7; break; case 717: bar = 0.7; break; case 718: bar = 0.7; break; case 719: bar = 0.7; break; case 720: bar = 0.69; break; case 721: bar = 0.69; break; case 722: bar = 0.69; break; case 723: bar = 0.69; break; case 724: bar = 0.69; break; case 725: bar = 0.68; break; case 726: bar = 0.68; break; case 727: bar = 0.68; break; case 728: bar = 0.68; break; case 729: bar = 0.68; break; case 730: bar = 0.67; break; case 731: bar = 0.67; break; case 732: bar = 0.67; break; case 733: bar = 0.67; break; case 734: bar = 0.67; break; case 735: bar = 0.67; break; case 736: bar = 0.66; break; case 737: bar = 0.66; break; case 738: bar = 0.66; break; case 739: bar = 0.66; break; case 740: bar = 0.66; break; case 741: bar = 0.65; break; case 742: bar = 0.65; break; case 743: bar = 0.65; break; case 744: bar = 0.65; break; case 745: bar = 0.65; break; case 746: bar = 0.64; break; case 747: bar = 0.64; break; case 748: bar = 0.64; break; case 749: bar = 0.64; break; case 750: bar = 0.64; break; case 751: bar = 0.64; break; case 752: bar = 0.63; break; case 753: bar = 0.63; break; case 754: bar = 0.63; break; case 755: bar = 0.63; break; case 756: bar = 0.63; break; case 757: bar = 0.62; break; case 758: bar = 0.62; break; case 759: bar = 0.62; break; case 760: bar = 0.62; break; case 761: bar = 0.62; break; case 762: bar = 0.61; break; case 763: bar = 0.61; break; case 764: bar = 0.61; break; case 765: bar = 0.61; break; case 766: bar = 0.61; break; case 767: bar = 0.61; break; case 768: bar = 0.6; break; case 769: bar = 0.6; break; case 770: bar = 0.6; break; case 771: bar = 0.6; break; case 772: bar = 0.6; break; case 773: bar = 0.6; break; case 774: bar = 0.59; break; case 775: bar = 0.59; break; case 776: bar = 0.59; break; case 777: bar = 0.59; break; case 778: bar = 0.59; break; case 779: bar = 0.59; break; case 780: bar = 0.58; break; case 781: bar = 0.58; break; case 782: bar = 0.58; break; case 783: bar = 0.58; break; case 784: bar = 0.58; break; case 785: bar = 0.57; break; case 786: bar = 0.57; break; case 787: bar = 0.57; break; case 788: bar = 0.57; break; case 789: bar = 0.57; break; case 790: bar = 0.57; break; case 791: bar = 0.56; break; case 792: bar = 0.56; break; case 793: bar = 0.56; break; case 794: bar = 0.56; break; case 795: bar = 0.56; break; case 796: bar = 0.56; break; case 797: bar = 0.55; break; case 798: bar = 0.55; break; case 799: bar = 0.55; break; case 800: bar = 0.55; break; case 801: bar = 0.55; break; case 802: bar = 0.55; break; case 803: bar = 0.54; break; case 804: bar = 0.54; break; case 805: bar = 0.54; break; case 806: bar = 0.54; break; case 807: bar = 0.54; break; case 808: bar = 0.54; break; case 809: bar = 0.53; break; case 810: bar = 0.53; break; case 811: bar = 0.53; break; case 812: bar = 0.53; break; case 813: bar = 0.53; break; case 814: bar = 0.53; break; case 815: bar = 0.53; break; case 816: bar = 0.52; break; case 817: bar = 0.52; break; case 818: bar = 0.52; break; case 819: bar = 0.52; break; case 820: bar = 0.52; break; case 821: bar = 0.52; break; case 822: bar = 0.51; break; case 823: bar = 0.51; break; case 824: bar = 0.51; break; case 825: bar = 0.51; break; case 826: bar = 0.51; break; case 827: bar = 0.51; break; case 828: bar = 0.5; break; case 829: bar = 0.5; break; case 830: bar = 0.5; break; case 831: bar = 0.5; break; case 832: bar = 0.5; break; case 833: bar = 0.5; break; case 834: bar = 0.5; break; case 835: bar = 0.49; break; case 836: bar = 0.49; break; case 837: bar = 0.49; break; case 838: bar = 0.49; break; case 839: bar = 0.49; break; case 840: bar = 0.49; break; case 841: bar = 0.48; break; case 842: bar = 0.48; break; case 843: bar = 0.48; break; case 844: bar = 0.48; break; case 845: bar = 0.48; break; case 846: bar = 0.48; break; case 847: bar = 0.48; break; case 848: bar = 0.47; break; case 849: bar = 0.47; break; case 850: bar = 0.47; break; case 851: bar = 0.47; break; case 852: bar = 0.47; break; case 853: bar = 0.47; break; case 854: bar = 0.47; break; case 855: bar = 0.46; break; case 856: bar = 0.46; break; case 857: bar = 0.46; break; case 858: bar = 0.46; break; case 859: bar = 0.46; break; case 860: bar = 0.46; break; case 861: bar = 0.46; break; case 862: bar = 0.45; break; case 863: bar = 0.45; break; case 864: bar = 0.45; break; case 865: bar = 0.45; break; case 866: bar = 0.45; break; case 867: bar = 0.45; break; case 868: bar = 0.45; break; case 869: bar = 0.44; break; case 870: bar = 0.44; break; case 871: bar = 0.44; break; case 872: bar = 0.44; break; case 873: bar = 0.44; break; case 874: bar = 0.44; break; case 875: bar = 0.44; break; case 876: bar = 0.43; break; case 877: bar = 0.43; break; case 878: bar = 0.43; break; case 879: bar = 0.43; break; case 880: bar = 0.43; break; case 881: bar = 0.43; break; case 882: bar = 0.43; break; case 883: bar = 0.42; break; case 884: bar = 0.42; break; case 885: bar = 0.42; break; case 886: bar = 0.42; break; case 887: bar = 0.42; break; case 888: bar = 0.42; break; case 889: bar = 0.42; break; case 890: bar = 0.41; break; case 891: bar = 0.41; break; case 892: bar = 0.41; break; case 893: bar = 0.41; break; case 894: bar = 0.41; break; case 895: bar = 0.41; break; case 896: bar = 0.41; break; case 897: bar = 0.41; break; case 898: bar = 0.4; break; case 899: bar = 0.4; break; case 900: bar = 0.4; break; case 901: bar = 0.4; break; case 902: bar = 0.4; break; case 903: bar = 0.4; break; case 904: bar = 0.4; break; case 905: bar = 0.39; break; case 906: bar = 0.39; break; case 907: bar = 0.39; break; case 908: bar = 0.39; break; case 909: bar = 0.39; break; case 910: bar = 0.39; break; case 911: bar = 0.39; break; case 912: bar = 0.39; break; case 913: bar = 0.38; break; case 914: bar = 0.38; break; case 915: bar = 0.38; break; case 916: bar = 0.38; break; case 917: bar = 0.38; break; case 918: bar = 0.38; break; case 919: bar = 0.38; break; case 920: bar = 0.38; break; case 921: bar = 0.37; break; case 922: bar = 0.37; break; case 923: bar = 0.37; break; case 924: bar = 0.37; break; case 925: bar = 0.37; break; case 926: bar = 0.37; break; case 927: bar = 0.37; break; case 928: bar = 0.37; break; case 929: bar = 0.36; break; case 930: bar = 0.36; break; case 931: bar = 0.36; break; case 932: bar = 0.36; break; case 933: bar = 0.36; break; case 934: bar = 0.36; break; case 935: bar = 0.36; break; case 936: bar = 0.36; break; case 937: bar = 0.35; break; case 938: bar = 0.35; break; case 939: bar = 0.35; break; case 940: bar = 0.35; break; case 941: bar = 0.35; break; case 942: bar = 0.35; break; case 943: bar = 0.35; break; case 944: bar = 0.35; break; case 945: bar = 0.34; break; case 946: bar = 0.34; break; case 947: bar = 0.34; break; case 948: bar = 0.34; break; case 949: bar = 0.34; break; case 950: bar = 0.34; break; case 951: bar = 0.34; break; case 952: bar = 0.34; break; case 953: bar = 0.33; break; case 954: bar = 0.33; break; case 955: bar = 0.33; break; case 956: bar = 0.33; break; case 957: bar = 0.33; break; case 958: bar = 0.33; break; case 959: bar = 0.33; break; case 960: bar = 0.33; break; case 961: bar = 0.32; break; case 962: bar = 0.32; break; case 963: bar = 0.32; break; case 964: bar = 0.32; break; case 965: bar = 0.32; break; case 966: bar = 0.32; break; case 967: bar = 0.32; break; case 968: bar = 0.32; break; case 969: bar = 0.32; break; case 970: bar = 0.31; break; case 971: bar = 0.31; break; case 972: bar = 0.31; break; case 973: bar = 0.31; break; case 974: bar = 0.31; break; case 975: bar = 0.31; break; case 976: bar = 0.31; break; case 977: bar = 0.31; break; case 978: bar = 0.3; break; case 979: bar = 0.3; break; case 980: bar = 0.3; break; case 981: bar = 0.3; break; case 982: bar = 0.3; break; case 983: bar = 0.3; break; case 984: bar = 0.3; break; case 985: bar = 0.3; break; case 986: bar = 0.3; break; case 987: bar = 0.29; break; case 988: bar = 0.29; break; case 989: bar = 0.29; break; case 990: bar = 0.29; break; case 991: bar = 0.29; break; case 992: bar = 0.29; break; case 993: bar = 0.29; break; case 994: bar = 0.29; break; case 995: bar = 0.29; break; case 996: bar = 0.28; break; case 997: bar = 0.28; break; case 998: bar = 0.28; break; case 999: bar = 0.28; break; case 1000: bar = 0.28; break; case 1001: bar = 0.28; break; case 1002: bar = 0.28; break; case 1003: bar = 0.28; break; case 1004: bar = 0.28; break; case 1005: bar = 0.27; break; case 1006: bar = 0.27; break; case 1007: bar = 0.27; break; case 1008: bar = 0.27; break; case 1009: bar = 0.27; break; case 1010: bar = 0.27; break; case 1011: bar = 0.27; break; case 1012: bar = 0.27; break; case 1013: bar = 0.27; break; case 1014: bar = 0.26; break; case 1015: bar = 0.26; break; case 1016: bar = 0.26; break; case 1017: bar = 0.26; break; case 1018: bar = 0.26; break; case 1019: bar = 0.26; break; case 1020: bar = 0.26; break; case 1021: bar = 0.26; break; case 1022: bar = 0.26; break; case 1023: bar = 0.26; break; case 1024: bar = 0.25; break;
case 62: bar = 11.48; break; | case 62: bar = 11.48; break; case 63: bar = 11.33; break; case 64: bar = 11.17; break; case 65: bar = 11.02; break; case 66: bar = 10.88; break; case 67: bar = 10.74; break; case 68: bar = 10.6; break; case 69: bar = 10.47; break; case 70: bar = 10.34; break; case 71: bar = 10.21; break; case 72: bar = 10.09; break; case 73: bar = 9.97; break; case 74: bar = 9.85; break; case 75: bar = 9.73; break; case 76: bar = 9.62; break; case 77: bar = 9.51; break; case 78: bar = 9.4; break; case 79: bar = 9.3; break; case 80: bar = 9.19; break; case 81: bar = 9.09; break; case 82: bar = 9; break; case 83: bar = 8.9; break; case 84: bar = 8.81; break; case 85: bar = 8.71; break; case 86: bar = 8.62; break; case 87: bar = 8.53; break; case 88: bar = 8.45; break; case 89: bar = 8.36; break; case 90: bar = 8.28; break; case 91: bar = 8.2; break; case 92: bar = 8.12; break; case 93: bar = 8.04; break; case 94: bar = 7.96; break; case 95: bar = 7.89; break; case 96: bar = 7.81; break; case 97: bar = 7.74; break; case 98: bar = 7.67; break; case 99: bar = 7.6; break; case 100: bar = 7.53; break; case 101: bar = 7.46; break; case 102: bar = 7.4; break; case 103: bar = 7.33; break; case 104: bar = 7.27; break; case 105: bar = 7.2; break; case 106: bar = 7.14; break; case 107: bar = 7.08; break; case 108: bar = 7.02; break; case 109: bar = 6.96; break; case 110: bar = 6.9; break; case 111: bar = 6.85; break; case 112: bar = 6.79; break; case 113: bar = 6.74; break; case 114: bar = 6.68; break; case 115: bar = 6.63; break; case 116: bar = 6.57; break; case 117: bar = 6.52; break; case 118: bar = 6.47; break; case 119: bar = 6.42; break; case 120: bar = 6.37; break; case 121: bar = 6.32; break; case 122: bar = 6.27; break; case 123: bar = 6.23; break; case 124: bar = 6.18; break; case 125: bar = 6.13; break; case 126: bar = 6.09; break; case 127: bar = 6.04; break; case 128: bar = 6; break; case 129: bar = 5.95; break; case 130: bar = 5.91; break; case 131: bar = 5.87; break; case 132: bar = 5.83; break; case 133: bar = 5.79; break; case 134: bar = 5.75; break; case 135: bar = 5.71; break; case 136: bar = 5.67; break; case 137: bar = 5.63; break; case 138: bar = 5.59; break; case 139: bar = 5.55; break; case 140: bar = 5.51; break; case 141: bar = 5.47; break; case 142: bar = 5.44; break; case 143: bar = 5.4; break; case 144: bar = 5.37; break; case 145: bar = 5.33; break; case 146: bar = 5.3; break; case 147: bar = 5.26; break; case 148: bar = 5.23; break; case 149: bar = 5.19; break; case 150: bar = 5.16; break; case 151: bar = 5.13; break; case 152: bar = 5.09; break; case 153: bar = 5.06; break; case 154: bar = 5.03; break; case 155: bar = 5; break; case 156: bar = 4.97; break; case 157: bar = 4.94; break; case 158: bar = 4.91; break; case 159: bar = 4.88; break; case 160: bar = 4.85; break; case 161: bar = 4.82; break; case 162: bar = 4.79; break; case 163: bar = 4.76; break; case 164: bar = 4.73; break; case 165: bar = 4.7; break; case 166: bar = 4.68; break; case 167: bar = 4.65; break; case 168: bar = 4.62; break; case 169: bar = 4.59; break; case 170: bar = 4.57; break; case 171: bar = 4.54; break; case 172: bar = 4.52; break; case 173: bar = 4.49; break; case 174: bar = 4.46; break; case 175: bar = 4.44; break; case 176: bar = 4.41; break; case 177: bar = 4.39; break; case 178: bar = 4.36; break; case 179: bar = 4.34; break; case 180: bar = 4.32; break; case 181: bar = 4.29; break; case 182: bar = 4.27; break; case 183: bar = 4.25; break; case 184: bar = 4.22; break; case 185: bar = 4.2; break; case 186: bar = 4.18; break; case 187: bar = 4.15; break; case 188: bar = 4.13; break; case 189: bar = 4.11; break; case 190: bar = 4.09; break; case 191: bar = 4.07; break; case 192: bar = 4.05; break; case 193: bar = 4.02; break; case 194: bar = 4; break; case 195: bar = 3.98; break; case 196: bar = 3.96; break; case 197: bar = 3.94; break; case 198: bar = 3.92; break; case 199: bar = 3.9; break; case 200: bar = 3.88; break; case 201: bar = 3.86; break; case 202: bar = 3.84; break; case 203: bar = 3.82; break; case 204: bar = 3.8; break; case 205: bar = 3.78; break; case 206: bar = 3.77; break; case 207: bar = 3.75; break; case 208: bar = 3.73; break; case 209: bar = 3.71; break; case 210: bar = 3.69; break; case 211: bar = 3.67; break; case 212: bar = 3.66; break; case 213: bar = 3.64; break; case 214: bar = 3.62; break; case 215: bar = 3.6; break; case 216: bar = 3.59; break; case 217: bar = 3.57; break; case 218: bar = 3.55; break; case 219: bar = 3.53; break; case 220: bar = 3.52; break; case 221: bar = 3.5; break; case 222: bar = 3.48; break; case 223: bar = 3.47; break; case 224: bar = 3.45; break; case 225: bar = 3.44; break; case 226: bar = 3.42; break; case 227: bar = 3.4; break; case 228: bar = 3.39; break; case 229: bar = 3.37; break; case 230: bar = 3.36; break; case 231: bar = 3.34; break; case 232: bar = 3.33; break; case 233: bar = 3.31; break; case 234: bar = 3.3; break; case 235: bar = 3.28; break; case 236: bar = 3.27; break; case 237: bar = 3.25; break; case 238: bar = 3.24; break; case 239: bar = 3.22; break; case 240: bar = 3.21; break; case 241: bar = 3.19; break; case 242: bar = 3.18; break; case 243: bar = 3.17; break; case 244: bar = 3.15; break; case 245: bar = 3.14; break; case 246: bar = 3.12; break; case 247: bar = 3.11; break; case 248: bar = 3.1; break; case 249: bar = 3.08; break; case 250: bar = 3.07; break; case 251: bar = 3.06; break; case 252: bar = 3.04; break; case 253: bar = 3.03; break; case 254: bar = 3.02; break; case 255: bar = 3.01; break; case 256: bar = 2.99; break; case 257: bar = 2.98; break; case 258: bar = 2.97; break; case 259: bar = 2.96; break; case 260: bar = 2.94; break; case 261: bar = 2.93; break; case 262: bar = 2.92; break; case 263: bar = 2.91; break; case 264: bar = 2.89; break; case 265: bar = 2.88; break; case 266: bar = 2.87; break; case 267: bar = 2.86; break; case 268: bar = 2.85; break; case 269: bar = 2.83; break; case 270: bar = 2.82; break; case 271: bar = 2.81; break; case 272: bar = 2.8; break; case 273: bar = 2.79; break; case 274: bar = 2.78; break; case 275: bar = 2.77; break; case 276: bar = 2.76; break; case 277: bar = 2.74; break; case 278: bar = 2.73; break; case 279: bar = 2.72; break; case 280: bar = 2.71; break; case 281: bar = 2.7; break; case 282: bar = 2.69; break; case 283: bar = 2.68; break; case 284: bar = 2.67; break; case 285: bar = 2.66; break; case 286: bar = 2.65; break; case 287: bar = 2.64; break; case 288: bar = 2.63; break; case 289: bar = 2.62; break; case 290: bar = 2.61; break; case 291: bar = 2.6; break; case 292: bar = 2.59; break; case 293: bar = 2.58; break; case 294: bar = 2.57; break; case 295: bar = 2.56; break; case 296: bar = 2.55; break; case 297: bar = 2.54; break; case 298: bar = 2.53; break; case 299: bar = 2.52; break; case 300: bar = 2.51; break; case 301: bar = 2.5; break; case 302: bar = 2.49; break; case 303: bar = 2.48; break; case 304: bar = 2.47; break; case 305: bar = 2.46; break; case 306: bar = 2.45; break; case 307: bar = 2.44; break; case 308: bar = 2.43; break; case 309: bar = 2.42; break; case 310: bar = 2.41; break; case 311: bar = 2.41; break; case 312: bar = 2.4; break; case 313: bar = 2.39; break; case 314: bar = 2.38; break; case 315: bar = 2.37; break; case 316: bar = 2.36; break; case 317: bar = 2.35; break; case 318: bar = 2.34; break; case 319: bar = 2.34; break; case 320: bar = 2.33; break; case 321: bar = 2.32; break; case 322: bar = 2.31; break; case 323: bar = 2.3; break; case 324: bar = 2.29; break; case 325: bar = 2.28; break; case 326: bar = 2.28; break; case 327: bar = 2.27; break; case 328: bar = 2.26; break; case 329: bar = 2.25; break; case 330: bar = 2.24; break; case 331: bar = 2.24; break; case 332: bar = 2.23; break; case 333: bar = 2.22; break; case 334: bar = 2.21; break; case 335: bar = 2.2; break; case 336: bar = 2.2; break; case 337: bar = 2.19; break; case 338: bar = 2.18; break; case 339: bar = 2.17; break; case 340: bar = 2.17; break; case 341: bar = 2.16; break; case 342: bar = 2.15; break; case 343: bar = 2.14; break; case 344: bar = 2.13; break; case 345: bar = 2.13; break; case 346: bar = 2.12; break; case 347: bar = 2.11; break; case 348: bar = 2.11; break; case 349: bar = 2.1; break; case 350: bar = 2.09; break; case 351: bar = 2.08; break; case 352: bar = 2.08; break; case 353: bar = 2.07; break; case 354: bar = 2.06; break; case 355: bar = 2.05; break; case 356: bar = 2.05; break; case 357: bar = 2.04; break; case 358: bar = 2.03; break; case 359: bar = 2.03; break; case 360: bar = 2.02; break; case 361: bar = 2.01; break; case 362: bar = 2.01; break; case 363: bar = 2; break; case 364: bar = 1.99; break; case 365: bar = 1.99; break; case 366: bar = 1.98; break; case 367: bar = 1.97; break; case 368: bar = 1.97; break; case 369: bar = 1.96; break; case 370: bar = 1.95; break; case 371: bar = 1.95; break; case 372: bar = 1.94; break; case 373: bar = 1.93; break; case 374: bar = 1.93; break; case 375: bar = 1.92; break; case 376: bar = 1.91; break; case 377: bar = 1.91; break; case 378: bar = 1.9; break; case 379: bar = 1.89; break; case 380: bar = 1.89; break; case 381: bar = 1.88; break; case 382: bar = 1.88; break; case 383: bar = 1.87; break; case 384: bar = 1.86; break; case 385: bar = 1.86; break; case 386: bar = 1.85; break; case 387: bar = 1.85; break; case 388: bar = 1.84; break; case 389: bar = 1.83; break; case 390: bar = 1.83; break; case 391: bar = 1.82; break; case 392: bar = 1.82; break; case 393: bar = 1.81; break; case 394: bar = 1.8; break; case 395: bar = 1.8; break; case 396: bar = 1.79; break; case 397: bar = 1.79; break; case 398: bar = 1.78; break; case 399: bar = 1.77; break; case 400: bar = 1.77; break; case 401: bar = 1.76; break; case 402: bar = 1.76; break; case 403: bar = 1.75; break; case 404: bar = 1.75; break; case 405: bar = 1.74; break; case 406: bar = 1.73; break; case 407: bar = 1.73; break; case 408: bar = 1.72; break; case 409: bar = 1.72; break; case 410: bar = 1.71; break; case 411: bar = 1.71; break; case 412: bar = 1.7; break; case 413: bar = 1.7; break; case 414: bar = 1.69; break; case 415: bar = 1.69; break; case 416: bar = 1.68; break; case 417: bar = 1.67; break; case 418: bar = 1.67; break; case 419: bar = 1.66; break; case 420: bar = 1.66; break; case 421: bar = 1.65; break; case 422: bar = 1.65; break; case 423: bar = 1.64; break; case 424: bar = 1.64; break; case 425: bar = 1.63; break; case 426: bar = 1.63; break; case 427: bar = 1.62; break; case 428: bar = 1.62; break; case 429: bar = 1.61; break; case 430: bar = 1.61; break; case 431: bar = 1.6; break; case 432: bar = 1.6; break; case 433: bar = 1.59; break; case 434: bar = 1.59; break; case 435: bar = 1.58; break; case 436: bar = 1.58; break; case 437: bar = 1.57; break; case 438: bar = 1.57; break; case 439: bar = 1.56; break; case 440: bar = 1.56; break; case 441: bar = 1.55; break; case 442: bar = 1.55; break; case 443: bar = 1.54; break; case 444: bar = 1.54; break; case 445: bar = 1.53; break; case 446: bar = 1.53; break; case 447: bar = 1.53; break; case 448: bar = 1.52; break; case 449: bar = 1.52; break; case 450: bar = 1.51; break; case 451: bar = 1.51; break; case 452: bar = 1.5; break; case 453: bar = 1.5; break; case 454: bar = 1.49; break; case 455: bar = 1.49; break; case 456: bar = 1.48; break; case 457: bar = 1.48; break; case 458: bar = 1.47; break; case 459: bar = 1.47; break; case 460: bar = 1.47; break; case 461: bar = 1.46; break; case 462: bar = 1.46; break; case 463: bar = 1.45; break; case 464: bar = 1.45; break; case 465: bar = 1.44; break; case 466: bar = 1.44; break; case 467: bar = 1.44; break; case 468: bar = 1.43; break; case 469: bar = 1.43; break; case 470: bar = 1.42; break; case 471: bar = 1.42; break; case 472: bar = 1.41; break; case 473: bar = 1.41; break; case 474: bar = 1.41; break; case 475: bar = 1.4; break; case 476: bar = 1.4; break; case 477: bar = 1.39; break; case 478: bar = 1.39; break; case 479: bar = 1.38; break; case 480: bar = 1.38; break; case 481: bar = 1.38; break; case 482: bar = 1.37; break; case 483: bar = 1.37; break; case 484: bar = 1.36; break; case 485: bar = 1.36; break; case 486: bar = 1.36; break; case 487: bar = 1.35; break; case 488: bar = 1.35; break; case 489: bar = 1.34; break; case 490: bar = 1.34; break; case 491: bar = 1.34; break; case 492: bar = 1.33; break; case 493: bar = 1.33; break; case 494: bar = 1.32; break; case 495: bar = 1.32; break; case 496: bar = 1.32; break; case 497: bar = 1.31; break; case 498: bar = 1.31; break; case 499: bar = 1.3; break; case 500: bar = 1.3; break; case 501: bar = 1.3; break; case 502: bar = 1.29; break; case 503: bar = 1.29; break; case 504: bar = 1.29; break; case 505: bar = 1.28; break; case 506: bar = 1.28; break; case 507: bar = 1.27; break; case 508: bar = 1.27; break; case 509: bar = 1.27; break; case 510: bar = 1.26; break; case 511: bar = 1.26; break; case 512: bar = 1.26; break; case 513: bar = 1.25; break; case 514: bar = 1.25; break; case 515: bar = 1.24; break; case 516: bar = 1.24; break; case 517: bar = 1.24; break; case 518: bar = 1.23; break; case 519: bar = 1.23; break; case 520: bar = 1.23; break; case 521: bar = 1.22; break; case 522: bar = 1.22; break; case 523: bar = 1.22; break; case 524: bar = 1.21; break; case 525: bar = 1.21; break; case 526: bar = 1.21; break; case 527: bar = 1.2; break; case 528: bar = 1.2; break; case 529: bar = 1.2; break; case 530: bar = 1.19; break; case 531: bar = 1.19; break; case 532: bar = 1.18; break; case 533: bar = 1.18; break; case 534: bar = 1.18; break; case 535: bar = 1.17; break; case 536: bar = 1.17; break; case 537: bar = 1.17; break; case 538: bar = 1.16; break; case 539: bar = 1.16; break; case 540: bar = 1.16; break; case 541: bar = 1.15; break; case 542: bar = 1.15; break; case 543: bar = 1.15; break; case 544: bar = 1.14; break; case 545: bar = 1.14; break; case 546: bar = 1.14; break; case 547: bar = 1.13; break; case 548: bar = 1.13; break; case 549: bar = 1.13; break; case 550: bar = 1.12; break; case 551: bar = 1.12; break; case 552: bar = 1.12; break; case 553: bar = 1.12; break; case 554: bar = 1.11; break; case 555: bar = 1.11; break; case 556: bar = 1.11; break; case 557: bar = 1.1; break; case 558: bar = 1.1; break; case 559: bar = 1.1; break; case 560: bar = 1.09; break; case 561: bar = 1.09; break; case 562: bar = 1.09; break; case 563: bar = 1.08; break; case 564: bar = 1.08; break; case 565: bar = 1.08; break; case 566: bar = 1.07; break; case 567: bar = 1.07; break; case 568: bar = 1.07; break; case 569: bar = 1.07; break; case 570: bar = 1.06; break; case 571: bar = 1.06; break; case 572: bar = 1.06; break; case 573: bar = 1.05; break; case 574: bar = 1.05; break; case 575: bar = 1.05; break; case 576: bar = 1.04; break; case 577: bar = 1.04; break; case 578: bar = 1.04; break; case 579: bar = 1.04; break; case 580: bar = 1.03; break; case 581: bar = 1.03; break; case 582: bar = 1.03; break; case 583: bar = 1.02; break; case 584: bar = 1.02; break; case 585: bar = 1.02; break; case 586: bar = 1.02; break; case 587: bar = 1.01; break; case 588: bar = 1.01; break; case 589: bar = 1.01; break; case 590: bar = 1; break; case 591: bar = 1; break; case 592: bar = 1; break; case 593: bar = 1; break; case 594: bar = 0.99; break; case 595: bar = 0.99; break; case 596: bar = 0.99; break; case 597: bar = 0.98; break; case 598: bar = 0.98; break; case 599: bar = 0.98; break; case 600: bar = 0.98; break; case 601: bar = 0.97; break; case 602: bar = 0.97; break; case 603: bar = 0.97; break; case 604: bar = 0.96; break; case 605: bar = 0.96; break; case 606: bar = 0.96; break; case 607: bar = 0.96; break; case 608: bar = 0.95; break; case 609: bar = 0.95; break; case 610: bar = 0.95; break; case 611: bar = 0.95; break; case 612: bar = 0.94; break; case 613: bar = 0.94; break; case 614: bar = 0.94; break; case 615: bar = 0.94; break; case 616: bar = 0.93; break; case 617: bar = 0.93; break; case 618: bar = 0.93; break; case 619: bar = 0.92; break; case 620: bar = 0.92; break; case 621: bar = 0.92; break; case 622: bar = 0.92; break; case 623: bar = 0.91; break; case 624: bar = 0.91; break; case 625: bar = 0.91; break; case 626: bar = 0.91; break; case 627: bar = 0.9; break; case 628: bar = 0.9; break; case 629: bar = 0.9; break; case 630: bar = 0.9; break; case 631: bar = 0.89; break; case 632: bar = 0.89; break; case 633: bar = 0.89; break; case 634: bar = 0.89; break; case 635: bar = 0.88; break; case 636: bar = 0.88; break; case 637: bar = 0.88; break; case 638: bar = 0.88; break; case 639: bar = 0.87; break; case 640: bar = 0.87; break; case 641: bar = 0.87; break; case 642: bar = 0.87; break; case 643: bar = 0.86; break; case 644: bar = 0.86; break; case 645: bar = 0.86; break; case 646: bar = 0.86; break; case 647: bar = 0.85; break; case 648: bar = 0.85; break; case 649: bar = 0.85; break; case 650: bar = 0.85; break; case 651: bar = 0.84; break; case 652: bar = 0.84; break; case 653: bar = 0.84; break; case 654: bar = 0.84; break; case 655: bar = 0.84; break; case 656: bar = 0.83; break; case 657: bar = 0.83; break; case 658: bar = 0.83; break; case 659: bar = 0.83; break; case 660: bar = 0.82; break; case 661: bar = 0.82; break; case 662: bar = 0.82; break; case 663: bar = 0.82; break; case 664: bar = 0.81; break; case 665: bar = 0.81; break; case 666: bar = 0.81; break; case 667: bar = 0.81; break; case 668: bar = 0.81; break; case 669: bar = 0.8; break; case 670: bar = 0.8; break; case 671: bar = 0.8; break; case 672: bar = 0.8; break; case 673: bar = 0.79; break; case 674: bar = 0.79; break; case 675: bar = 0.79; break; case 676: bar = 0.79; break; case 677: bar = 0.78; break; case 678: bar = 0.78; break; case 679: bar = 0.78; break; case 680: bar = 0.78; break; case 681: bar = 0.78; break; case 682: bar = 0.77; break; case 683: bar = 0.77; break; case 684: bar = 0.77; break; case 685: bar = 0.77; break; case 686: bar = 0.77; break; case 687: bar = 0.76; break; case 688: bar = 0.76; break; case 689: bar = 0.76; break; case 690: bar = 0.76; break; case 691: bar = 0.75; break; case 692: bar = 0.75; break; case 693: bar = 0.75; break; case 694: bar = 0.75; break; case 695: bar = 0.75; break; case 696: bar = 0.74; break; case 697: bar = 0.74; break; case 698: bar = 0.74; break; case 699: bar = 0.74; break; case 700: bar = 0.74; break; case 701: bar = 0.73; break; case 702: bar = 0.73; break; case 703: bar = 0.73; break; case 704: bar = 0.73; break; case 705: bar = 0.72; break; case 706: bar = 0.72; break; case 707: bar = 0.72; break; case 708: bar = 0.72; break; case 709: bar = 0.72; break; case 710: bar = 0.71; break; case 711: bar = 0.71; break; case 712: bar = 0.71; break; case 713: bar = 0.71; break; case 714: bar = 0.71; break; case 715: bar = 0.7; break; case 716: bar = 0.7; break; case 717: bar = 0.7; break; case 718: bar = 0.7; break; case 719: bar = 0.7; break; case 720: bar = 0.69; break; case 721: bar = 0.69; break; case 722: bar = 0.69; break; case 723: bar = 0.69; break; case 724: bar = 0.69; break; case 725: bar = 0.68; break; case 726: bar = 0.68; break; case 727: bar = 0.68; break; case 728: bar = 0.68; break; case 729: bar = 0.68; break; case 730: bar = 0.67; break; case 731: bar = 0.67; break; case 732: bar = 0.67; break; case 733: bar = 0.67; break; case 734: bar = 0.67; break; case 735: bar = 0.67; break; case 736: bar = 0.66; break; case 737: bar = 0.66; break; case 738: bar = 0.66; break; case 739: bar = 0.66; break; case 740: bar = 0.66; break; case 741: bar = 0.65; break; case 742: bar = 0.65; break; case 743: bar = 0.65; break; case 744: bar = 0.65; break; case 745: bar = 0.65; break; case 746: bar = 0.64; break; case 747: bar = 0.64; break; case 748: bar = 0.64; break; case 749: bar = 0.64; break; case 750: bar = 0.64; break; case 751: bar = 0.64; break; case 752: bar = 0.63; break; case 753: bar = 0.63; break; case 754: bar = 0.63; break; case 755: bar = 0.63; break; case 756: bar = 0.63; break; case 757: bar = 0.62; break; case 758: bar = 0.62; break; case 759: bar = 0.62; break; case 760: bar = 0.62; break; case 761: bar = 0.62; break; case 762: bar = 0.61; break; case 763: bar = 0.61; break; case 764: bar = 0.61; break; case 765: bar = 0.61; break; case 766: bar = 0.61; break; case 767: bar = 0.61; break; case 768: bar = 0.6; break; case 769: bar = 0.6; break; case 770: bar = 0.6; break; case 771: bar = 0.6; break; case 772: bar = 0.6; break; case 773: bar = 0.6; break; case 774: bar = 0.59; break; case 775: bar = 0.59; break; case 776: bar = 0.59; break; case 777: bar = 0.59; break; case 778: bar = 0.59; break; case 779: bar = 0.59; break; case 780: bar = 0.58; break; case 781: bar = 0.58; break; case 782: bar = 0.58; break; case 783: bar = 0.58; break; case 784: bar = 0.58; break; case 785: bar = 0.57; break; case 786: bar = 0.57; break; case 787: bar = 0.57; break; case 788: bar = 0.57; break; case 789: bar = 0.57; break; case 790: bar = 0.57; break; case 791: bar = 0.56; break; case 792: bar = 0.56; break; case 793: bar = 0.56; break; case 794: bar = 0.56; break; case 795: bar = 0.56; break; case 796: bar = 0.56; break; case 797: bar = 0.55; break; case 798: bar = 0.55; break; case 799: bar = 0.55; break; case 800: bar = 0.55; break; case 801: bar = 0.55; break; case 802: bar = 0.55; break; case 803: bar = 0.54; break; case 804: bar = 0.54; break; case 805: bar = 0.54; break; case 806: bar = 0.54; break; case 807: bar = 0.54; break; case 808: bar = 0.54; break; case 809: bar = 0.53; break; case 810: bar = 0.53; break; case 811: bar = 0.53; break; case 812: bar = 0.53; break; case 813: bar = 0.53; break; case 814: bar = 0.53; break; case 815: bar = 0.53; break; case 816: bar = 0.52; break; case 817: bar = 0.52; break; case 818: bar = 0.52; break; case 819: bar = 0.52; break; case 820: bar = 0.52; break; case 821: bar = 0.52; break; case 822: bar = 0.51; break; case 823: bar = 0.51; break; case 824: bar = 0.51; break; case 825: bar = 0.51; break; case 826: bar = 0.51; break; case 827: bar = 0.51; break; case 828: bar = 0.5; break; case 829: bar = 0.5; break; case 830: bar = 0.5; break; case 831: bar = 0.5; break; case 832: bar = 0.5; break; case 833: bar = 0.5; break; case 834: bar = 0.5; break; case 835: bar = 0.49; break; case 836: bar = 0.49; break; case 837: bar = 0.49; break; case 838: bar = 0.49; break; case 839: bar = 0.49; break; case 840: bar = 0.49; break; case 841: bar = 0.48; break; case 842: bar = 0.48; break; case 843: bar = 0.48; break; case 844: bar = 0.48; break; case 845: bar = 0.48; break; case 846: bar = 0.48; break; case 847: bar = 0.48; break; case 848: bar = 0.47; break; case 849: bar = 0.47; break; case 850: bar = 0.47; break; case 851: bar = 0.47; break; case 852: bar = 0.47; break; case 853: bar = 0.47; break; case 854: bar = 0.47; break; case 855: bar = 0.46; break; case 856: bar = 0.46; break; case 857: bar = 0.46; break; case 858: bar = 0.46; break; case 859: bar = 0.46; break; case 860: bar = 0.46; break; case 861: bar = 0.46; break; case 862: bar = 0.45; break; case 863: bar = 0.45; break; case 864: bar = 0.45; break; case 865: bar = 0.45; break; case 866: bar = 0.45; break; case 867: bar = 0.45; break; case 868: bar = 0.45; break; case 869: bar = 0.44; break; case 870: bar = 0.44; break; case 871: bar = 0.44; break; case 872: bar = 0.44; break; case 873: bar = 0.44; break; case 874: bar = 0.44; break; case 875: bar = 0.44; break; case 876: bar = 0.43; break; case 877: bar = 0.43; break; case 878: bar = 0.43; break; case 879: bar = 0.43; break; case 880: bar = 0.43; break; case 881: bar = 0.43; break; case 882: bar = 0.43; break; case 883: bar = 0.42; break; case 884: bar = 0.42; break; case 885: bar = 0.42; break; case 886: bar = 0.42; break; case 887: bar = 0.42; break; case 888: bar = 0.42; break; case 889: bar = 0.42; break; case 890: bar = 0.41; break; case 891: bar = 0.41; break; case 892: bar = 0.41; break; case 893: bar = 0.41; break; case 894: bar = 0.41; break; case 895: bar = 0.41; break; case 896: bar = 0.41; break; case 897: bar = 0.41; break; case 898: bar = 0.4; break; case 899: bar = 0.4; break; case 900: bar = 0.4; break; case 901: bar = 0.4; break; case 902: bar = 0.4; break; case 903: bar = 0.4; break; case 904: bar = 0.4; break; case 905: bar = 0.39; break; case 906: bar = 0.39; break; case 907: bar = 0.39; break; case 908: bar = 0.39; break; case 909: bar = 0.39; break; case 910: bar = 0.39; break; case 911: bar = 0.39; break; case 912: bar = 0.39; break; case 913: bar = 0.38; break; case 914: bar = 0.38; break; case 915: bar = 0.38; break; case 916: bar = 0.38; break; case 917: bar = 0.38; break; case 918: bar = 0.38; break; case 919: bar = 0.38; break; case 920: bar = 0.38; break; case 921: bar = 0.37; break; case 922: bar = 0.37; break; case 923: bar = 0.37; break; case 924: bar = 0.37; break; case 925: bar = 0.37; break; case 926: bar = 0.37; break; case 927: bar = 0.37; break; case 928: bar = 0.37; break; case 929: bar = 0.36; break; case 930: bar = 0.36; break; case 931: bar = 0.36; break; case 932: bar = 0.36; break; case 933: bar = 0.36; break; case 934: bar = 0.36; break; case 935: bar = 0.36; break; case 936: bar = 0.36; break; case 937: bar = 0.35; break; case 938: bar = 0.35; break; case 939: bar = 0.35; break; case 940: bar = 0.35; break; case 941: bar = 0.35; break; case 942: bar = 0.35; break; case 943: bar = 0.35; break; case 944: bar = 0.35; break; case 945: bar = 0.34; break; case 946: bar = 0.34; break; case 947: bar = 0.34; break; case 948: bar = 0.34; break; case 949: bar = 0.34; break; case 950: bar = 0.34; break; case 951: bar = 0.34; break; case 952: bar = 0.34; break; case 953: bar = 0.33; break; case 954: bar = 0.33; break; case 955: bar = 0.33; break; case 956: bar = 0.33; break; case 957: bar = 0.33; break; case 958: bar = 0.33; break; case 959: bar = 0.33; break; case 960: bar = 0.33; break; case 961: bar = 0.32; break; case 962: bar = 0.32; break; case 963: bar = 0.32; break; case 964: bar = 0.32; break; case 965: bar = 0.32; break; case 966: bar = 0.32; break; case 967: bar = 0.32; break; case 968: bar = 0.32; break; case 969: bar = 0.32; break; case 970: bar = 0.31; break; case 971: bar = 0.31; break; case 972: bar = 0.31; break; case 973: bar = 0.31; break; case 974: bar = 0.31; break; case 975: bar = 0.31; break; case 976: bar = 0.31; break; case 977: bar = 0.31; break; case 978: bar = 0.3; break; case 979: bar = 0.3; break; case 980: bar = 0.3; break; case 981: bar = 0.3; break; case 982: bar = 0.3; break; case 983: bar = 0.3; break; case 984: bar = 0.3; break; case 985: bar = 0.3; break; case 986: bar = 0.3; break; case 987: bar = 0.29; break; case 988: bar = 0.29; break; case 989: bar = 0.29; break; case 990: bar = 0.29; break; case 991: bar = 0.29; break; case 992: bar = 0.29; break; case 993: bar = 0.29; break; case 994: bar = 0.29; break; case 995: bar = 0.29; break; case 996: bar = 0.28; break; case 997: bar = 0.28; break; case 998: bar = 0.28; break; case 999: bar = 0.28; break; case 1000: bar = 0.28; break; case 1001: bar = 0.28; break; case 1002: bar = 0.28; break; case 1003: bar = 0.28; break; case 1004: bar = 0.28; break; case 1005: bar = 0.27; break; case 1006: bar = 0.27; break; case 1007: bar = 0.27; break; case 1008: bar = 0.27; break; case 1009: bar = 0.27; break; case 1010: bar = 0.27; break; case 1011: bar = 0.27; break; case 1012: bar = 0.27; break; case 1013: bar = 0.27; break; case 1014: bar = 0.26; break; case 1015: bar = 0.26; break; case 1016: bar = 0.26; break; case 1017: bar = 0.26; break; case 1018: bar = 0.26; break; case 1019: bar = 0.26; break; case 1020: bar = 0.26; break; case 1021: bar = 0.26; break; case 1022: bar = 0.26; break; case 1023: bar = 0.26; break; case 1024: bar = 0.25; break;
case 63: bar = 11.33; break; | case 63: bar = 11.33; break; case 64: bar = 11.17; break; case 65: bar = 11.02; break; case 66: bar = 10.88; break; case 67: bar = 10.74; break; case 68: bar = 10.6; break; case 69: bar = 10.47; break; case 70: bar = 10.34; break; case 71: bar = 10.21; break; case 72: bar = 10.09; break; case 73: bar = 9.97; break; case 74: bar = 9.85; break; case 75: bar = 9.73; break; case 76: bar = 9.62; break; case 77: bar = 9.51; break; case 78: bar = 9.4; break; case 79: bar = 9.3; break; case 80: bar = 9.19; break; case 81: bar = 9.09; break; case 82: bar = 9; break; case 83: bar = 8.9; break; case 84: bar = 8.81; break; case 85: bar = 8.71; break; case 86: bar = 8.62; break; case 87: bar = 8.53; break; case 88: bar = 8.45; break; case 89: bar = 8.36; break; case 90: bar = 8.28; break; case 91: bar = 8.2; break; case 92: bar = 8.12; break; case 93: bar = 8.04; break; case 94: bar = 7.96; break; case 95: bar = 7.89; break; case 96: bar = 7.81; break; case 97: bar = 7.74; break; case 98: bar = 7.67; break; case 99: bar = 7.6; break; case 100: bar = 7.53; break; case 101: bar = 7.46; break; case 102: bar = 7.4; break; case 103: bar = 7.33; break; case 104: bar = 7.27; break; case 105: bar = 7.2; break; case 106: bar = 7.14; break; case 107: bar = 7.08; break; case 108: bar = 7.02; break; case 109: bar = 6.96; break; case 110: bar = 6.9; break; case 111: bar = 6.85; break; case 112: bar = 6.79; break; case 113: bar = 6.74; break; case 114: bar = 6.68; break; case 115: bar = 6.63; break; case 116: bar = 6.57; break; case 117: bar = 6.52; break; case 118: bar = 6.47; break; case 119: bar = 6.42; break; case 120: bar = 6.37; break; case 121: bar = 6.32; break; case 122: bar = 6.27; break; case 123: bar = 6.23; break; case 124: bar = 6.18; break; case 125: bar = 6.13; break; case 126: bar = 6.09; break; case 127: bar = 6.04; break; case 128: bar = 6; break; case 129: bar = 5.95; break; case 130: bar = 5.91; break; case 131: bar = 5.87; break; case 132: bar = 5.83; break; case 133: bar = 5.79; break; case 134: bar = 5.75; break; case 135: bar = 5.71; break; case 136: bar = 5.67; break; case 137: bar = 5.63; break; case 138: bar = 5.59; break; case 139: bar = 5.55; break; case 140: bar = 5.51; break; case 141: bar = 5.47; break; case 142: bar = 5.44; break; case 143: bar = 5.4; break; case 144: bar = 5.37; break; case 145: bar = 5.33; break; case 146: bar = 5.3; break; case 147: bar = 5.26; break; case 148: bar = 5.23; break; case 149: bar = 5.19; break; case 150: bar = 5.16; break; case 151: bar = 5.13; break; case 152: bar = 5.09; break; case 153: bar = 5.06; break; case 154: bar = 5.03; break; case 155: bar = 5; break; case 156: bar = 4.97; break; case 157: bar = 4.94; break; case 158: bar = 4.91; break; case 159: bar = 4.88; break; case 160: bar = 4.85; break; case 161: bar = 4.82; break; case 162: bar = 4.79; break; case 163: bar = 4.76; break; case 164: bar = 4.73; break; case 165: bar = 4.7; break; case 166: bar = 4.68; break; case 167: bar = 4.65; break; case 168: bar = 4.62; break; case 169: bar = 4.59; break; case 170: bar = 4.57; break; case 171: bar = 4.54; break; case 172: bar = 4.52; break; case 173: bar = 4.49; break; case 174: bar = 4.46; break; case 175: bar = 4.44; break; case 176: bar = 4.41; break; case 177: bar = 4.39; break; case 178: bar = 4.36; break; case 179: bar = 4.34; break; case 180: bar = 4.32; break; case 181: bar = 4.29; break; case 182: bar = 4.27; break; case 183: bar = 4.25; break; case 184: bar = 4.22; break; case 185: bar = 4.2; break; case 186: bar = 4.18; break; case 187: bar = 4.15; break; case 188: bar = 4.13; break; case 189: bar = 4.11; break; case 190: bar = 4.09; break; case 191: bar = 4.07; break; case 192: bar = 4.05; break; case 193: bar = 4.02; break; case 194: bar = 4; break; case 195: bar = 3.98; break; case 196: bar = 3.96; break; case 197: bar = 3.94; break; case 198: bar = 3.92; break; case 199: bar = 3.9; break; case 200: bar = 3.88; break; case 201: bar = 3.86; break; case 202: bar = 3.84; break; case 203: bar = 3.82; break; case 204: bar = 3.8; break; case 205: bar = 3.78; break; case 206: bar = 3.77; break; case 207: bar = 3.75; break; case 208: bar = 3.73; break; case 209: bar = 3.71; break; case 210: bar = 3.69; break; case 211: bar = 3.67; break; case 212: bar = 3.66; break; case 213: bar = 3.64; break; case 214: bar = 3.62; break; case 215: bar = 3.6; break; case 216: bar = 3.59; break; case 217: bar = 3.57; break; case 218: bar = 3.55; break; case 219: bar = 3.53; break; case 220: bar = 3.52; break; case 221: bar = 3.5; break; case 222: bar = 3.48; break; case 223: bar = 3.47; break; case 224: bar = 3.45; break; case 225: bar = 3.44; break; case 226: bar = 3.42; break; case 227: bar = 3.4; break; case 228: bar = 3.39; break; case 229: bar = 3.37; break; case 230: bar = 3.36; break; case 231: bar = 3.34; break; case 232: bar = 3.33; break; case 233: bar = 3.31; break; case 234: bar = 3.3; break; case 235: bar = 3.28; break; case 236: bar = 3.27; break; case 237: bar = 3.25; break; case 238: bar = 3.24; break; case 239: bar = 3.22; break; case 240: bar = 3.21; break; case 241: bar = 3.19; break; case 242: bar = 3.18; break; case 243: bar = 3.17; break; case 244: bar = 3.15; break; case 245: bar = 3.14; break; case 246: bar = 3.12; break; case 247: bar = 3.11; break; case 248: bar = 3.1; break; case 249: bar = 3.08; break; case 250: bar = 3.07; break; case 251: bar = 3.06; break; case 252: bar = 3.04; break; case 253: bar = 3.03; break; case 254: bar = 3.02; break; case 255: bar = 3.01; break; case 256: bar = 2.99; break; case 257: bar = 2.98; break; case 258: bar = 2.97; break; case 259: bar = 2.96; break; case 260: bar = 2.94; break; case 261: bar = 2.93; break; case 262: bar = 2.92; break; case 263: bar = 2.91; break; case 264: bar = 2.89; break; case 265: bar = 2.88; break; case 266: bar = 2.87; break; case 267: bar = 2.86; break; case 268: bar = 2.85; break; case 269: bar = 2.83; break; case 270: bar = 2.82; break; case 271: bar = 2.81; break; case 272: bar = 2.8; break; case 273: bar = 2.79; break; case 274: bar = 2.78; break; case 275: bar = 2.77; break; case 276: bar = 2.76; break; case 277: bar = 2.74; break; case 278: bar = 2.73; break; case 279: bar = 2.72; break; case 280: bar = 2.71; break; case 281: bar = 2.7; break; case 282: bar = 2.69; break; case 283: bar = 2.68; break; case 284: bar = 2.67; break; case 285: bar = 2.66; break; case 286: bar = 2.65; break; case 287: bar = 2.64; break; case 288: bar = 2.63; break; case 289: bar = 2.62; break; case 290: bar = 2.61; break; case 291: bar = 2.6; break; case 292: bar = 2.59; break; case 293: bar = 2.58; break; case 294: bar = 2.57; break; case 295: bar = 2.56; break; case 296: bar = 2.55; break; case 297: bar = 2.54; break; case 298: bar = 2.53; break; case 299: bar = 2.52; break; case 300: bar = 2.51; break; case 301: bar = 2.5; break; case 302: bar = 2.49; break; case 303: bar = 2.48; break; case 304: bar = 2.47; break; case 305: bar = 2.46; break; case 306: bar = 2.45; break; case 307: bar = 2.44; break; case 308: bar = 2.43; break; case 309: bar = 2.42; break; case 310: bar = 2.41; break; case 311: bar = 2.41; break; case 312: bar = 2.4; break; case 313: bar = 2.39; break; case 314: bar = 2.38; break; case 315: bar = 2.37; break; case 316: bar = 2.36; break; case 317: bar = 2.35; break; case 318: bar = 2.34; break; case 319: bar = 2.34; break; case 320: bar = 2.33; break; case 321: bar = 2.32; break; case 322: bar = 2.31; break; case 323: bar = 2.3; break; case 324: bar = 2.29; break; case 325: bar = 2.28; break; case 326: bar = 2.28; break; case 327: bar = 2.27; break; case 328: bar = 2.26; break; case 329: bar = 2.25; break; case 330: bar = 2.24; break; case 331: bar = 2.24; break; case 332: bar = 2.23; break; case 333: bar = 2.22; break; case 334: bar = 2.21; break; case 335: bar = 2.2; break; case 336: bar = 2.2; break; case 337: bar = 2.19; break; case 338: bar = 2.18; break; case 339: bar = 2.17; break; case 340: bar = 2.17; break; case 341: bar = 2.16; break; case 342: bar = 2.15; break; case 343: bar = 2.14; break; case 344: bar = 2.13; break; case 345: bar = 2.13; break; case 346: bar = 2.12; break; case 347: bar = 2.11; break; case 348: bar = 2.11; break; case 349: bar = 2.1; break; case 350: bar = 2.09; break; case 351: bar = 2.08; break; case 352: bar = 2.08; break; case 353: bar = 2.07; break; case 354: bar = 2.06; break; case 355: bar = 2.05; break; case 356: bar = 2.05; break; case 357: bar = 2.04; break; case 358: bar = 2.03; break; case 359: bar = 2.03; break; case 360: bar = 2.02; break; case 361: bar = 2.01; break; case 362: bar = 2.01; break; case 363: bar = 2; break; case 364: bar = 1.99; break; case 365: bar = 1.99; break; case 366: bar = 1.98; break; case 367: bar = 1.97; break; case 368: bar = 1.97; break; case 369: bar = 1.96; break; case 370: bar = 1.95; break; case 371: bar = 1.95; break; case 372: bar = 1.94; break; case 373: bar = 1.93; break; case 374: bar = 1.93; break; case 375: bar = 1.92; break; case 376: bar = 1.91; break; case 377: bar = 1.91; break; case 378: bar = 1.9; break; case 379: bar = 1.89; break; case 380: bar = 1.89; break; case 381: bar = 1.88; break; case 382: bar = 1.88; break; case 383: bar = 1.87; break; case 384: bar = 1.86; break; case 385: bar = 1.86; break; case 386: bar = 1.85; break; case 387: bar = 1.85; break; case 388: bar = 1.84; break; case 389: bar = 1.83; break; case 390: bar = 1.83; break; case 391: bar = 1.82; break; case 392: bar = 1.82; break; case 393: bar = 1.81; break; case 394: bar = 1.8; break; case 395: bar = 1.8; break; case 396: bar = 1.79; break; case 397: bar = 1.79; break; case 398: bar = 1.78; break; case 399: bar = 1.77; break; case 400: bar = 1.77; break; case 401: bar = 1.76; break; case 402: bar = 1.76; break; case 403: bar = 1.75; break; case 404: bar = 1.75; break; case 405: bar = 1.74; break; case 406: bar = 1.73; break; case 407: bar = 1.73; break; case 408: bar = 1.72; break; case 409: bar = 1.72; break; case 410: bar = 1.71; break; case 411: bar = 1.71; break; case 412: bar = 1.7; break; case 413: bar = 1.7; break; case 414: bar = 1.69; break; case 415: bar = 1.69; break; case 416: bar = 1.68; break; case 417: bar = 1.67; break; case 418: bar = 1.67; break; case 419: bar = 1.66; break; case 420: bar = 1.66; break; case 421: bar = 1.65; break; case 422: bar = 1.65; break; case 423: bar = 1.64; break; case 424: bar = 1.64; break; case 425: bar = 1.63; break; case 426: bar = 1.63; break; case 427: bar = 1.62; break; case 428: bar = 1.62; break; case 429: bar = 1.61; break; case 430: bar = 1.61; break; case 431: bar = 1.6; break; case 432: bar = 1.6; break; case 433: bar = 1.59; break; case 434: bar = 1.59; break; case 435: bar = 1.58; break; case 436: bar = 1.58; break; case 437: bar = 1.57; break; case 438: bar = 1.57; break; case 439: bar = 1.56; break; case 440: bar = 1.56; break; case 441: bar = 1.55; break; case 442: bar = 1.55; break; case 443: bar = 1.54; break; case 444: bar = 1.54; break; case 445: bar = 1.53; break; case 446: bar = 1.53; break; case 447: bar = 1.53; break; case 448: bar = 1.52; break; case 449: bar = 1.52; break; case 450: bar = 1.51; break; case 451: bar = 1.51; break; case 452: bar = 1.5; break; case 453: bar = 1.5; break; case 454: bar = 1.49; break; case 455: bar = 1.49; break; case 456: bar = 1.48; break; case 457: bar = 1.48; break; case 458: bar = 1.47; break; case 459: bar = 1.47; break; case 460: bar = 1.47; break; case 461: bar = 1.46; break; case 462: bar = 1.46; break; case 463: bar = 1.45; break; case 464: bar = 1.45; break; case 465: bar = 1.44; break; case 466: bar = 1.44; break; case 467: bar = 1.44; break; case 468: bar = 1.43; break; case 469: bar = 1.43; break; case 470: bar = 1.42; break; case 471: bar = 1.42; break; case 472: bar = 1.41; break; case 473: bar = 1.41; break; case 474: bar = 1.41; break; case 475: bar = 1.4; break; case 476: bar = 1.4; break; case 477: bar = 1.39; break; case 478: bar = 1.39; break; case 479: bar = 1.38; break; case 480: bar = 1.38; break; case 481: bar = 1.38; break; case 482: bar = 1.37; break; case 483: bar = 1.37; break; case 484: bar = 1.36; break; case 485: bar = 1.36; break; case 486: bar = 1.36; break; case 487: bar = 1.35; break; case 488: bar = 1.35; break; case 489: bar = 1.34; break; case 490: bar = 1.34; break; case 491: bar = 1.34; break; case 492: bar = 1.33; break; case 493: bar = 1.33; break; case 494: bar = 1.32; break; case 495: bar = 1.32; break; case 496: bar = 1.32; break; case 497: bar = 1.31; break; case 498: bar = 1.31; break; case 499: bar = 1.3; break; case 500: bar = 1.3; break; case 501: bar = 1.3; break; case 502: bar = 1.29; break; case 503: bar = 1.29; break; case 504: bar = 1.29; break; case 505: bar = 1.28; break; case 506: bar = 1.28; break; case 507: bar = 1.27; break; case 508: bar = 1.27; break; case 509: bar = 1.27; break; case 510: bar = 1.26; break; case 511: bar = 1.26; break; case 512: bar = 1.26; break; case 513: bar = 1.25; break; case 514: bar = 1.25; break; case 515: bar = 1.24; break; case 516: bar = 1.24; break; case 517: bar = 1.24; break; case 518: bar = 1.23; break; case 519: bar = 1.23; break; case 520: bar = 1.23; break; case 521: bar = 1.22; break; case 522: bar = 1.22; break; case 523: bar = 1.22; break; case 524: bar = 1.21; break; case 525: bar = 1.21; break; case 526: bar = 1.21; break; case 527: bar = 1.2; break; case 528: bar = 1.2; break; case 529: bar = 1.2; break; case 530: bar = 1.19; break; case 531: bar = 1.19; break; case 532: bar = 1.18; break; case 533: bar = 1.18; break; case 534: bar = 1.18; break; case 535: bar = 1.17; break; case 536: bar = 1.17; break; case 537: bar = 1.17; break; case 538: bar = 1.16; break; case 539: bar = 1.16; break; case 540: bar = 1.16; break; case 541: bar = 1.15; break; case 542: bar = 1.15; break; case 543: bar = 1.15; break; case 544: bar = 1.14; break; case 545: bar = 1.14; break; case 546: bar = 1.14; break; case 547: bar = 1.13; break; case 548: bar = 1.13; break; case 549: bar = 1.13; break; case 550: bar = 1.12; break; case 551: bar = 1.12; break; case 552: bar = 1.12; break; case 553: bar = 1.12; break; case 554: bar = 1.11; break; case 555: bar = 1.11; break; case 556: bar = 1.11; break; case 557: bar = 1.1; break; case 558: bar = 1.1; break; case 559: bar = 1.1; break; case 560: bar = 1.09; break; case 561: bar = 1.09; break; case 562: bar = 1.09; break; case 563: bar = 1.08; break; case 564: bar = 1.08; break; case 565: bar = 1.08; break; case 566: bar = 1.07; break; case 567: bar = 1.07; break; case 568: bar = 1.07; break; case 569: bar = 1.07; break; case 570: bar = 1.06; break; case 571: bar = 1.06; break; case 572: bar = 1.06; break; case 573: bar = 1.05; break; case 574: bar = 1.05; break; case 575: bar = 1.05; break; case 576: bar = 1.04; break; case 577: bar = 1.04; break; case 578: bar = 1.04; break; case 579: bar = 1.04; break; case 580: bar = 1.03; break; case 581: bar = 1.03; break; case 582: bar = 1.03; break; case 583: bar = 1.02; break; case 584: bar = 1.02; break; case 585: bar = 1.02; break; case 586: bar = 1.02; break; case 587: bar = 1.01; break; case 588: bar = 1.01; break; case 589: bar = 1.01; break; case 590: bar = 1; break; case 591: bar = 1; break; case 592: bar = 1; break; case 593: bar = 1; break; case 594: bar = 0.99; break; case 595: bar = 0.99; break; case 596: bar = 0.99; break; case 597: bar = 0.98; break; case 598: bar = 0.98; break; case 599: bar = 0.98; break; case 600: bar = 0.98; break; case 601: bar = 0.97; break; case 602: bar = 0.97; break; case 603: bar = 0.97; break; case 604: bar = 0.96; break; case 605: bar = 0.96; break; case 606: bar = 0.96; break; case 607: bar = 0.96; break; case 608: bar = 0.95; break; case 609: bar = 0.95; break; case 610: bar = 0.95; break; case 611: bar = 0.95; break; case 612: bar = 0.94; break; case 613: bar = 0.94; break; case 614: bar = 0.94; break; case 615: bar = 0.94; break; case 616: bar = 0.93; break; case 617: bar = 0.93; break; case 618: bar = 0.93; break; case 619: bar = 0.92; break; case 620: bar = 0.92; break; case 621: bar = 0.92; break; case 622: bar = 0.92; break; case 623: bar = 0.91; break; case 624: bar = 0.91; break; case 625: bar = 0.91; break; case 626: bar = 0.91; break; case 627: bar = 0.9; break; case 628: bar = 0.9; break; case 629: bar = 0.9; break; case 630: bar = 0.9; break; case 631: bar = 0.89; break; case 632: bar = 0.89; break; case 633: bar = 0.89; break; case 634: bar = 0.89; break; case 635: bar = 0.88; break; case 636: bar = 0.88; break; case 637: bar = 0.88; break; case 638: bar = 0.88; break; case 639: bar = 0.87; break; case 640: bar = 0.87; break; case 641: bar = 0.87; break; case 642: bar = 0.87; break; case 643: bar = 0.86; break; case 644: bar = 0.86; break; case 645: bar = 0.86; break; case 646: bar = 0.86; break; case 647: bar = 0.85; break; case 648: bar = 0.85; break; case 649: bar = 0.85; break; case 650: bar = 0.85; break; case 651: bar = 0.84; break; case 652: bar = 0.84; break; case 653: bar = 0.84; break; case 654: bar = 0.84; break; case 655: bar = 0.84; break; case 656: bar = 0.83; break; case 657: bar = 0.83; break; case 658: bar = 0.83; break; case 659: bar = 0.83; break; case 660: bar = 0.82; break; case 661: bar = 0.82; break; case 662: bar = 0.82; break; case 663: bar = 0.82; break; case 664: bar = 0.81; break; case 665: bar = 0.81; break; case 666: bar = 0.81; break; case 667: bar = 0.81; break; case 668: bar = 0.81; break; case 669: bar = 0.8; break; case 670: bar = 0.8; break; case 671: bar = 0.8; break; case 672: bar = 0.8; break; case 673: bar = 0.79; break; case 674: bar = 0.79; break; case 675: bar = 0.79; break; case 676: bar = 0.79; break; case 677: bar = 0.78; break; case 678: bar = 0.78; break; case 679: bar = 0.78; break; case 680: bar = 0.78; break; case 681: bar = 0.78; break; case 682: bar = 0.77; break; case 683: bar = 0.77; break; case 684: bar = 0.77; break; case 685: bar = 0.77; break; case 686: bar = 0.77; break; case 687: bar = 0.76; break; case 688: bar = 0.76; break; case 689: bar = 0.76; break; case 690: bar = 0.76; break; case 691: bar = 0.75; break; case 692: bar = 0.75; break; case 693: bar = 0.75; break; case 694: bar = 0.75; break; case 695: bar = 0.75; break; case 696: bar = 0.74; break; case 697: bar = 0.74; break; case 698: bar = 0.74; break; case 699: bar = 0.74; break; case 700: bar = 0.74; break; case 701: bar = 0.73; break; case 702: bar = 0.73; break; case 703: bar = 0.73; break; case 704: bar = 0.73; break; case 705: bar = 0.72; break; case 706: bar = 0.72; break; case 707: bar = 0.72; break; case 708: bar = 0.72; break; case 709: bar = 0.72; break; case 710: bar = 0.71; break; case 711: bar = 0.71; break; case 712: bar = 0.71; break; case 713: bar = 0.71; break; case 714: bar = 0.71; break; case 715: bar = 0.7; break; case 716: bar = 0.7; break; case 717: bar = 0.7; break; case 718: bar = 0.7; break; case 719: bar = 0.7; break; case 720: bar = 0.69; break; case 721: bar = 0.69; break; case 722: bar = 0.69; break; case 723: bar = 0.69; break; case 724: bar = 0.69; break; case 725: bar = 0.68; break; case 726: bar = 0.68; break; case 727: bar = 0.68; break; case 728: bar = 0.68; break; case 729: bar = 0.68; break; case 730: bar = 0.67; break; case 731: bar = 0.67; break; case 732: bar = 0.67; break; case 733: bar = 0.67; break; case 734: bar = 0.67; break; case 735: bar = 0.67; break; case 736: bar = 0.66; break; case 737: bar = 0.66; break; case 738: bar = 0.66; break; case 739: bar = 0.66; break; case 740: bar = 0.66; break; case 741: bar = 0.65; break; case 742: bar = 0.65; break; case 743: bar = 0.65; break; case 744: bar = 0.65; break; case 745: bar = 0.65; break; case 746: bar = 0.64; break; case 747: bar = 0.64; break; case 748: bar = 0.64; break; case 749: bar = 0.64; break; case 750: bar = 0.64; break; case 751: bar = 0.64; break; case 752: bar = 0.63; break; case 753: bar = 0.63; break; case 754: bar = 0.63; break; case 755: bar = 0.63; break; case 756: bar = 0.63; break; case 757: bar = 0.62; break; case 758: bar = 0.62; break; case 759: bar = 0.62; break; case 760: bar = 0.62; break; case 761: bar = 0.62; break; case 762: bar = 0.61; break; case 763: bar = 0.61; break; case 764: bar = 0.61; break; case 765: bar = 0.61; break; case 766: bar = 0.61; break; case 767: bar = 0.61; break; case 768: bar = 0.6; break; case 769: bar = 0.6; break; case 770: bar = 0.6; break; case 771: bar = 0.6; break; case 772: bar = 0.6; break; case 773: bar = 0.6; break; case 774: bar = 0.59; break; case 775: bar = 0.59; break; case 776: bar = 0.59; break; case 777: bar = 0.59; break; case 778: bar = 0.59; break; case 779: bar = 0.59; break; case 780: bar = 0.58; break; case 781: bar = 0.58; break; case 782: bar = 0.58; break; case 783: bar = 0.58; break; case 784: bar = 0.58; break; case 785: bar = 0.57; break; case 786: bar = 0.57; break; case 787: bar = 0.57; break; case 788: bar = 0.57; break; case 789: bar = 0.57; break; case 790: bar = 0.57; break; case 791: bar = 0.56; break; case 792: bar = 0.56; break; case 793: bar = 0.56; break; case 794: bar = 0.56; break; case 795: bar = 0.56; break; case 796: bar = 0.56; break; case 797: bar = 0.55; break; case 798: bar = 0.55; break; case 799: bar = 0.55; break; case 800: bar = 0.55; break; case 801: bar = 0.55; break; case 802: bar = 0.55; break; case 803: bar = 0.54; break; case 804: bar = 0.54; break; case 805: bar = 0.54; break; case 806: bar = 0.54; break; case 807: bar = 0.54; break; case 808: bar = 0.54; break; case 809: bar = 0.53; break; case 810: bar = 0.53; break; case 811: bar = 0.53; break; case 812: bar = 0.53; break; case 813: bar = 0.53; break; case 814: bar = 0.53; break; case 815: bar = 0.53; break; case 816: bar = 0.52; break; case 817: bar = 0.52; break; case 818: bar = 0.52; break; case 819: bar = 0.52; break; case 820: bar = 0.52; break; case 821: bar = 0.52; break; case 822: bar = 0.51; break; case 823: bar = 0.51; break; case 824: bar = 0.51; break; case 825: bar = 0.51; break; case 826: bar = 0.51; break; case 827: bar = 0.51; break; case 828: bar = 0.5; break; case 829: bar = 0.5; break; case 830: bar = 0.5; break; case 831: bar = 0.5; break; case 832: bar = 0.5; break; case 833: bar = 0.5; break; case 834: bar = 0.5; break; case 835: bar = 0.49; break; case 836: bar = 0.49; break; case 837: bar = 0.49; break; case 838: bar = 0.49; break; case 839: bar = 0.49; break; case 840: bar = 0.49; break; case 841: bar = 0.48; break; case 842: bar = 0.48; break; case 843: bar = 0.48; break; case 844: bar = 0.48; break; case 845: bar = 0.48; break; case 846: bar = 0.48; break; case 847: bar = 0.48; break; case 848: bar = 0.47; break; case 849: bar = 0.47; break; case 850: bar = 0.47; break; case 851: bar = 0.47; break; case 852: bar = 0.47; break; case 853: bar = 0.47; break; case 854: bar = 0.47; break; case 855: bar = 0.46; break; case 856: bar = 0.46; break; case 857: bar = 0.46; break; case 858: bar = 0.46; break; case 859: bar = 0.46; break; case 860: bar = 0.46; break; case 861: bar = 0.46; break; case 862: bar = 0.45; break; case 863: bar = 0.45; break; case 864: bar = 0.45; break; case 865: bar = 0.45; break; case 866: bar = 0.45; break; case 867: bar = 0.45; break; case 868: bar = 0.45; break; case 869: bar = 0.44; break; case 870: bar = 0.44; break; case 871: bar = 0.44; break; case 872: bar = 0.44; break; case 873: bar = 0.44; break; case 874: bar = 0.44; break; case 875: bar = 0.44; break; case 876: bar = 0.43; break; case 877: bar = 0.43; break; case 878: bar = 0.43; break; case 879: bar = 0.43; break; case 880: bar = 0.43; break; case 881: bar = 0.43; break; case 882: bar = 0.43; break; case 883: bar = 0.42; break; case 884: bar = 0.42; break; case 885: bar = 0.42; break; case 886: bar = 0.42; break; case 887: bar = 0.42; break; case 888: bar = 0.42; break; case 889: bar = 0.42; break; case 890: bar = 0.41; break; case 891: bar = 0.41; break; case 892: bar = 0.41; break; case 893: bar = 0.41; break; case 894: bar = 0.41; break; case 895: bar = 0.41; break; case 896: bar = 0.41; break; case 897: bar = 0.41; break; case 898: bar = 0.4; break; case 899: bar = 0.4; break; case 900: bar = 0.4; break; case 901: bar = 0.4; break; case 902: bar = 0.4; break; case 903: bar = 0.4; break; case 904: bar = 0.4; break; case 905: bar = 0.39; break; case 906: bar = 0.39; break; case 907: bar = 0.39; break; case 908: bar = 0.39; break; case 909: bar = 0.39; break; case 910: bar = 0.39; break; case 911: bar = 0.39; break; case 912: bar = 0.39; break; case 913: bar = 0.38; break; case 914: bar = 0.38; break; case 915: bar = 0.38; break; case 916: bar = 0.38; break; case 917: bar = 0.38; break; case 918: bar = 0.38; break; case 919: bar = 0.38; break; case 920: bar = 0.38; break; case 921: bar = 0.37; break; case 922: bar = 0.37; break; case 923: bar = 0.37; break; case 924: bar = 0.37; break; case 925: bar = 0.37; break; case 926: bar = 0.37; break; case 927: bar = 0.37; break; case 928: bar = 0.37; break; case 929: bar = 0.36; break; case 930: bar = 0.36; break; case 931: bar = 0.36; break; case 932: bar = 0.36; break; case 933: bar = 0.36; break; case 934: bar = 0.36; break; case 935: bar = 0.36; break; case 936: bar = 0.36; break; case 937: bar = 0.35; break; case 938: bar = 0.35; break; case 939: bar = 0.35; break; case 940: bar = 0.35; break; case 941: bar = 0.35; break; case 942: bar = 0.35; break; case 943: bar = 0.35; break; case 944: bar = 0.35; break; case 945: bar = 0.34; break; case 946: bar = 0.34; break; case 947: bar = 0.34; break; case 948: bar = 0.34; break; case 949: bar = 0.34; break; case 950: bar = 0.34; break; case 951: bar = 0.34; break; case 952: bar = 0.34; break; case 953: bar = 0.33; break; case 954: bar = 0.33; break; case 955: bar = 0.33; break; case 956: bar = 0.33; break; case 957: bar = 0.33; break; case 958: bar = 0.33; break; case 959: bar = 0.33; break; case 960: bar = 0.33; break; case 961: bar = 0.32; break; case 962: bar = 0.32; break; case 963: bar = 0.32; break; case 964: bar = 0.32; break; case 965: bar = 0.32; break; case 966: bar = 0.32; break; case 967: bar = 0.32; break; case 968: bar = 0.32; break; case 969: bar = 0.32; break; case 970: bar = 0.31; break; case 971: bar = 0.31; break; case 972: bar = 0.31; break; case 973: bar = 0.31; break; case 974: bar = 0.31; break; case 975: bar = 0.31; break; case 976: bar = 0.31; break; case 977: bar = 0.31; break; case 978: bar = 0.3; break; case 979: bar = 0.3; break; case 980: bar = 0.3; break; case 981: bar = 0.3; break; case 982: bar = 0.3; break; case 983: bar = 0.3; break; case 984: bar = 0.3; break; case 985: bar = 0.3; break; case 986: bar = 0.3; break; case 987: bar = 0.29; break; case 988: bar = 0.29; break; case 989: bar = 0.29; break; case 990: bar = 0.29; break; case 991: bar = 0.29; break; case 992: bar = 0.29; break; case 993: bar = 0.29; break; case 994: bar = 0.29; break; case 995: bar = 0.29; break; case 996: bar = 0.28; break; case 997: bar = 0.28; break; case 998: bar = 0.28; break; case 999: bar = 0.28; break; case 1000: bar = 0.28; break; case 1001: bar = 0.28; break; case 1002: bar = 0.28; break; case 1003: bar = 0.28; break; case 1004: bar = 0.28; break; case 1005: bar = 0.27; break; case 1006: bar = 0.27; break; case 1007: bar = 0.27; break; case 1008: bar = 0.27; break; case 1009: bar = 0.27; break; case 1010: bar = 0.27; break; case 1011: bar = 0.27; break; case 1012: bar = 0.27; break; case 1013: bar = 0.27; break; case 1014: bar = 0.26; break; case 1015: bar = 0.26; break; case 1016: bar = 0.26; break; case 1017: bar = 0.26; break; case 1018: bar = 0.26; break; case 1019: bar = 0.26; break; case 1020: bar = 0.26; break; case 1021: bar = 0.26; break; case 1022: bar = 0.26; break; case 1023: bar = 0.26; break; case 1024: bar = 0.25; break;
case 64: bar = 11.17; break; | case 64: bar = 11.17; break; case 65: bar = 11.02; break; case 66: bar = 10.88; break; case 67: bar = 10.74; break; case 68: bar = 10.6; break; case 69: bar = 10.47; break; case 70: bar = 10.34; break; case 71: bar = 10.21; break; case 72: bar = 10.09; break; case 73: bar = 9.97; break; case 74: bar = 9.85; break; case 75: bar = 9.73; break; case 76: bar = 9.62; break; case 77: bar = 9.51; break; case 78: bar = 9.4; break; case 79: bar = 9.3; break; case 80: bar = 9.19; break; case 81: bar = 9.09; break; case 82: bar = 9; break; case 83: bar = 8.9; break; case 84: bar = 8.81; break; case 85: bar = 8.71; break; case 86: bar = 8.62; break; case 87: bar = 8.53; break; case 88: bar = 8.45; break; case 89: bar = 8.36; break; case 90: bar = 8.28; break; case 91: bar = 8.2; break; case 92: bar = 8.12; break; case 93: bar = 8.04; break; case 94: bar = 7.96; break; case 95: bar = 7.89; break; case 96: bar = 7.81; break; case 97: bar = 7.74; break; case 98: bar = 7.67; break; case 99: bar = 7.6; break; case 100: bar = 7.53; break; case 101: bar = 7.46; break; case 102: bar = 7.4; break; case 103: bar = 7.33; break; case 104: bar = 7.27; break; case 105: bar = 7.2; break; case 106: bar = 7.14; break; case 107: bar = 7.08; break; case 108: bar = 7.02; break; case 109: bar = 6.96; break; case 110: bar = 6.9; break; case 111: bar = 6.85; break; case 112: bar = 6.79; break; case 113: bar = 6.74; break; case 114: bar = 6.68; break; case 115: bar = 6.63; break; case 116: bar = 6.57; break; case 117: bar = 6.52; break; case 118: bar = 6.47; break; case 119: bar = 6.42; break; case 120: bar = 6.37; break; case 121: bar = 6.32; break; case 122: bar = 6.27; break; case 123: bar = 6.23; break; case 124: bar = 6.18; break; case 125: bar = 6.13; break; case 126: bar = 6.09; break; case 127: bar = 6.04; break; case 128: bar = 6; break; case 129: bar = 5.95; break; case 130: bar = 5.91; break; case 131: bar = 5.87; break; case 132: bar = 5.83; break; case 133: bar = 5.79; break; case 134: bar = 5.75; break; case 135: bar = 5.71; break; case 136: bar = 5.67; break; case 137: bar = 5.63; break; case 138: bar = 5.59; break; case 139: bar = 5.55; break; case 140: bar = 5.51; break; case 141: bar = 5.47; break; case 142: bar = 5.44; break; case 143: bar = 5.4; break; case 144: bar = 5.37; break; case 145: bar = 5.33; break; case 146: bar = 5.3; break; case 147: bar = 5.26; break; case 148: bar = 5.23; break; case 149: bar = 5.19; break; case 150: bar = 5.16; break; case 151: bar = 5.13; break; case 152: bar = 5.09; break; case 153: bar = 5.06; break; case 154: bar = 5.03; break; case 155: bar = 5; break; case 156: bar = 4.97; break; case 157: bar = 4.94; break; case 158: bar = 4.91; break; case 159: bar = 4.88; break; case 160: bar = 4.85; break; case 161: bar = 4.82; break; case 162: bar = 4.79; break; case 163: bar = 4.76; break; case 164: bar = 4.73; break; case 165: bar = 4.7; break; case 166: bar = 4.68; break; case 167: bar = 4.65; break; case 168: bar = 4.62; break; case 169: bar = 4.59; break; case 170: bar = 4.57; break; case 171: bar = 4.54; break; case 172: bar = 4.52; break; case 173: bar = 4.49; break; case 174: bar = 4.46; break; case 175: bar = 4.44; break; case 176: bar = 4.41; break; case 177: bar = 4.39; break; case 178: bar = 4.36; break; case 179: bar = 4.34; break; case 180: bar = 4.32; break; case 181: bar = 4.29; break; case 182: bar = 4.27; break; case 183: bar = 4.25; break; case 184: bar = 4.22; break; case 185: bar = 4.2; break; case 186: bar = 4.18; break; case 187: bar = 4.15; break; case 188: bar = 4.13; break; case 189: bar = 4.11; break; case 190: bar = 4.09; break; case 191: bar = 4.07; break; case 192: bar = 4.05; break; case 193: bar = 4.02; break; case 194: bar = 4; break; case 195: bar = 3.98; break; case 196: bar = 3.96; break; case 197: bar = 3.94; break; case 198: bar = 3.92; break; case 199: bar = 3.9; break; case 200: bar = 3.88; break; case 201: bar = 3.86; break; case 202: bar = 3.84; break; case 203: bar = 3.82; break; case 204: bar = 3.8; break; case 205: bar = 3.78; break; case 206: bar = 3.77; break; case 207: bar = 3.75; break; case 208: bar = 3.73; break; case 209: bar = 3.71; break; case 210: bar = 3.69; break; case 211: bar = 3.67; break; case 212: bar = 3.66; break; case 213: bar = 3.64; break; case 214: bar = 3.62; break; case 215: bar = 3.6; break; case 216: bar = 3.59; break; case 217: bar = 3.57; break; case 218: bar = 3.55; break; case 219: bar = 3.53; break; case 220: bar = 3.52; break; case 221: bar = 3.5; break; case 222: bar = 3.48; break; case 223: bar = 3.47; break; case 224: bar = 3.45; break; case 225: bar = 3.44; break; case 226: bar = 3.42; break; case 227: bar = 3.4; break; case 228: bar = 3.39; break; case 229: bar = 3.37; break; case 230: bar = 3.36; break; case 231: bar = 3.34; break; case 232: bar = 3.33; break; case 233: bar = 3.31; break; case 234: bar = 3.3; break; case 235: bar = 3.28; break; case 236: bar = 3.27; break; case 237: bar = 3.25; break; case 238: bar = 3.24; break; case 239: bar = 3.22; break; case 240: bar = 3.21; break; case 241: bar = 3.19; break; case 242: bar = 3.18; break; case 243: bar = 3.17; break; case 244: bar = 3.15; break; case 245: bar = 3.14; break; case 246: bar = 3.12; break; case 247: bar = 3.11; break; case 248: bar = 3.1; break; case 249: bar = 3.08; break; case 250: bar = 3.07; break; case 251: bar = 3.06; break; case 252: bar = 3.04; break; case 253: bar = 3.03; break; case 254: bar = 3.02; break; case 255: bar = 3.01; break; case 256: bar = 2.99; break; case 257: bar = 2.98; break; case 258: bar = 2.97; break; case 259: bar = 2.96; break; case 260: bar = 2.94; break; case 261: bar = 2.93; break; case 262: bar = 2.92; break; case 263: bar = 2.91; break; case 264: bar = 2.89; break; case 265: bar = 2.88; break; case 266: bar = 2.87; break; case 267: bar = 2.86; break; case 268: bar = 2.85; break; case 269: bar = 2.83; break; case 270: bar = 2.82; break; case 271: bar = 2.81; break; case 272: bar = 2.8; break; case 273: bar = 2.79; break; case 274: bar = 2.78; break; case 275: bar = 2.77; break; case 276: bar = 2.76; break; case 277: bar = 2.74; break; case 278: bar = 2.73; break; case 279: bar = 2.72; break; case 280: bar = 2.71; break; case 281: bar = 2.7; break; case 282: bar = 2.69; break; case 283: bar = 2.68; break; case 284: bar = 2.67; break; case 285: bar = 2.66; break; case 286: bar = 2.65; break; case 287: bar = 2.64; break; case 288: bar = 2.63; break; case 289: bar = 2.62; break; case 290: bar = 2.61; break; case 291: bar = 2.6; break; case 292: bar = 2.59; break; case 293: bar = 2.58; break; case 294: bar = 2.57; break; case 295: bar = 2.56; break; case 296: bar = 2.55; break; case 297: bar = 2.54; break; case 298: bar = 2.53; break; case 299: bar = 2.52; break; case 300: bar = 2.51; break; case 301: bar = 2.5; break; case 302: bar = 2.49; break; case 303: bar = 2.48; break; case 304: bar = 2.47; break; case 305: bar = 2.46; break; case 306: bar = 2.45; break; case 307: bar = 2.44; break; case 308: bar = 2.43; break; case 309: bar = 2.42; break; case 310: bar = 2.41; break; case 311: bar = 2.41; break; case 312: bar = 2.4; break; case 313: bar = 2.39; break; case 314: bar = 2.38; break; case 315: bar = 2.37; break; case 316: bar = 2.36; break; case 317: bar = 2.35; break; case 318: bar = 2.34; break; case 319: bar = 2.34; break; case 320: bar = 2.33; break; case 321: bar = 2.32; break; case 322: bar = 2.31; break; case 323: bar = 2.3; break; case 324: bar = 2.29; break; case 325: bar = 2.28; break; case 326: bar = 2.28; break; case 327: bar = 2.27; break; case 328: bar = 2.26; break; case 329: bar = 2.25; break; case 330: bar = 2.24; break; case 331: bar = 2.24; break; case 332: bar = 2.23; break; case 333: bar = 2.22; break; case 334: bar = 2.21; break; case 335: bar = 2.2; break; case 336: bar = 2.2; break; case 337: bar = 2.19; break; case 338: bar = 2.18; break; case 339: bar = 2.17; break; case 340: bar = 2.17; break; case 341: bar = 2.16; break; case 342: bar = 2.15; break; case 343: bar = 2.14; break; case 344: bar = 2.13; break; case 345: bar = 2.13; break; case 346: bar = 2.12; break; case 347: bar = 2.11; break; case 348: bar = 2.11; break; case 349: bar = 2.1; break; case 350: bar = 2.09; break; case 351: bar = 2.08; break; case 352: bar = 2.08; break; case 353: bar = 2.07; break; case 354: bar = 2.06; break; case 355: bar = 2.05; break; case 356: bar = 2.05; break; case 357: bar = 2.04; break; case 358: bar = 2.03; break; case 359: bar = 2.03; break; case 360: bar = 2.02; break; case 361: bar = 2.01; break; case 362: bar = 2.01; break; case 363: bar = 2; break; case 364: bar = 1.99; break; case 365: bar = 1.99; break; case 366: bar = 1.98; break; case 367: bar = 1.97; break; case 368: bar = 1.97; break; case 369: bar = 1.96; break; case 370: bar = 1.95; break; case 371: bar = 1.95; break; case 372: bar = 1.94; break; case 373: bar = 1.93; break; case 374: bar = 1.93; break; case 375: bar = 1.92; break; case 376: bar = 1.91; break; case 377: bar = 1.91; break; case 378: bar = 1.9; break; case 379: bar = 1.89; break; case 380: bar = 1.89; break; case 381: bar = 1.88; break; case 382: bar = 1.88; break; case 383: bar = 1.87; break; case 384: bar = 1.86; break; case 385: bar = 1.86; break; case 386: bar = 1.85; break; case 387: bar = 1.85; break; case 388: bar = 1.84; break; case 389: bar = 1.83; break; case 390: bar = 1.83; break; case 391: bar = 1.82; break; case 392: bar = 1.82; break; case 393: bar = 1.81; break; case 394: bar = 1.8; break; case 395: bar = 1.8; break; case 396: bar = 1.79; break; case 397: bar = 1.79; break; case 398: bar = 1.78; break; case 399: bar = 1.77; break; case 400: bar = 1.77; break; case 401: bar = 1.76; break; case 402: bar = 1.76; break; case 403: bar = 1.75; break; case 404: bar = 1.75; break; case 405: bar = 1.74; break; case 406: bar = 1.73; break; case 407: bar = 1.73; break; case 408: bar = 1.72; break; case 409: bar = 1.72; break; case 410: bar = 1.71; break; case 411: bar = 1.71; break; case 412: bar = 1.7; break; case 413: bar = 1.7; break; case 414: bar = 1.69; break; case 415: bar = 1.69; break; case 416: bar = 1.68; break; case 417: bar = 1.67; break; case 418: bar = 1.67; break; case 419: bar = 1.66; break; case 420: bar = 1.66; break; case 421: bar = 1.65; break; case 422: bar = 1.65; break; case 423: bar = 1.64; break; case 424: bar = 1.64; break; case 425: bar = 1.63; break; case 426: bar = 1.63; break; case 427: bar = 1.62; break; case 428: bar = 1.62; break; case 429: bar = 1.61; break; case 430: bar = 1.61; break; case 431: bar = 1.6; break; case 432: bar = 1.6; break; case 433: bar = 1.59; break; case 434: bar = 1.59; break; case 435: bar = 1.58; break; case 436: bar = 1.58; break; case 437: bar = 1.57; break; case 438: bar = 1.57; break; case 439: bar = 1.56; break; case 440: bar = 1.56; break; case 441: bar = 1.55; break; case 442: bar = 1.55; break; case 443: bar = 1.54; break; case 444: bar = 1.54; break; case 445: bar = 1.53; break; case 446: bar = 1.53; break; case 447: bar = 1.53; break; case 448: bar = 1.52; break; case 449: bar = 1.52; break; case 450: bar = 1.51; break; case 451: bar = 1.51; break; case 452: bar = 1.5; break; case 453: bar = 1.5; break; case 454: bar = 1.49; break; case 455: bar = 1.49; break; case 456: bar = 1.48; break; case 457: bar = 1.48; break; case 458: bar = 1.47; break; case 459: bar = 1.47; break; case 460: bar = 1.47; break; case 461: bar = 1.46; break; case 462: bar = 1.46; break; case 463: bar = 1.45; break; case 464: bar = 1.45; break; case 465: bar = 1.44; break; case 466: bar = 1.44; break; case 467: bar = 1.44; break; case 468: bar = 1.43; break; case 469: bar = 1.43; break; case 470: bar = 1.42; break; case 471: bar = 1.42; break; case 472: bar = 1.41; break; case 473: bar = 1.41; break; case 474: bar = 1.41; break; case 475: bar = 1.4; break; case 476: bar = 1.4; break; case 477: bar = 1.39; break; case 478: bar = 1.39; break; case 479: bar = 1.38; break; case 480: bar = 1.38; break; case 481: bar = 1.38; break; case 482: bar = 1.37; break; case 483: bar = 1.37; break; case 484: bar = 1.36; break; case 485: bar = 1.36; break; case 486: bar = 1.36; break; case 487: bar = 1.35; break; case 488: bar = 1.35; break; case 489: bar = 1.34; break; case 490: bar = 1.34; break; case 491: bar = 1.34; break; case 492: bar = 1.33; break; case 493: bar = 1.33; break; case 494: bar = 1.32; break; case 495: bar = 1.32; break; case 496: bar = 1.32; break; case 497: bar = 1.31; break; case 498: bar = 1.31; break; case 499: bar = 1.3; break; case 500: bar = 1.3; break; case 501: bar = 1.3; break; case 502: bar = 1.29; break; case 503: bar = 1.29; break; case 504: bar = 1.29; break; case 505: bar = 1.28; break; case 506: bar = 1.28; break; case 507: bar = 1.27; break; case 508: bar = 1.27; break; case 509: bar = 1.27; break; case 510: bar = 1.26; break; case 511: bar = 1.26; break; case 512: bar = 1.26; break; case 513: bar = 1.25; break; case 514: bar = 1.25; break; case 515: bar = 1.24; break; case 516: bar = 1.24; break; case 517: bar = 1.24; break; case 518: bar = 1.23; break; case 519: bar = 1.23; break; case 520: bar = 1.23; break; case 521: bar = 1.22; break; case 522: bar = 1.22; break; case 523: bar = 1.22; break; case 524: bar = 1.21; break; case 525: bar = 1.21; break; case 526: bar = 1.21; break; case 527: bar = 1.2; break; case 528: bar = 1.2; break; case 529: bar = 1.2; break; case 530: bar = 1.19; break; case 531: bar = 1.19; break; case 532: bar = 1.18; break; case 533: bar = 1.18; break; case 534: bar = 1.18; break; case 535: bar = 1.17; break; case 536: bar = 1.17; break; case 537: bar = 1.17; break; case 538: bar = 1.16; break; case 539: bar = 1.16; break; case 540: bar = 1.16; break; case 541: bar = 1.15; break; case 542: bar = 1.15; break; case 543: bar = 1.15; break; case 544: bar = 1.14; break; case 545: bar = 1.14; break; case 546: bar = 1.14; break; case 547: bar = 1.13; break; case 548: bar = 1.13; break; case 549: bar = 1.13; break; case 550: bar = 1.12; break; case 551: bar = 1.12; break; case 552: bar = 1.12; break; case 553: bar = 1.12; break; case 554: bar = 1.11; break; case 555: bar = 1.11; break; case 556: bar = 1.11; break; case 557: bar = 1.1; break; case 558: bar = 1.1; break; case 559: bar = 1.1; break; case 560: bar = 1.09; break; case 561: bar = 1.09; break; case 562: bar = 1.09; break; case 563: bar = 1.08; break; case 564: bar = 1.08; break; case 565: bar = 1.08; break; case 566: bar = 1.07; break; case 567: bar = 1.07; break; case 568: bar = 1.07; break; case 569: bar = 1.07; break; case 570: bar = 1.06; break; case 571: bar = 1.06; break; case 572: bar = 1.06; break; case 573: bar = 1.05; break; case 574: bar = 1.05; break; case 575: bar = 1.05; break; case 576: bar = 1.04; break; case 577: bar = 1.04; break; case 578: bar = 1.04; break; case 579: bar = 1.04; break; case 580: bar = 1.03; break; case 581: bar = 1.03; break; case 582: bar = 1.03; break; case 583: bar = 1.02; break; case 584: bar = 1.02; break; case 585: bar = 1.02; break; case 586: bar = 1.02; break; case 587: bar = 1.01; break; case 588: bar = 1.01; break; case 589: bar = 1.01; break; case 590: bar = 1; break; case 591: bar = 1; break; case 592: bar = 1; break; case 593: bar = 1; break; case 594: bar = 0.99; break; case 595: bar = 0.99; break; case 596: bar = 0.99; break; case 597: bar = 0.98; break; case 598: bar = 0.98; break; case 599: bar = 0.98; break; case 600: bar = 0.98; break; case 601: bar = 0.97; break; case 602: bar = 0.97; break; case 603: bar = 0.97; break; case 604: bar = 0.96; break; case 605: bar = 0.96; break; case 606: bar = 0.96; break; case 607: bar = 0.96; break; case 608: bar = 0.95; break; case 609: bar = 0.95; break; case 610: bar = 0.95; break; case 611: bar = 0.95; break; case 612: bar = 0.94; break; case 613: bar = 0.94; break; case 614: bar = 0.94; break; case 615: bar = 0.94; break; case 616: bar = 0.93; break; case 617: bar = 0.93; break; case 618: bar = 0.93; break; case 619: bar = 0.92; break; case 620: bar = 0.92; break; case 621: bar = 0.92; break; case 622: bar = 0.92; break; case 623: bar = 0.91; break; case 624: bar = 0.91; break; case 625: bar = 0.91; break; case 626: bar = 0.91; break; case 627: bar = 0.9; break; case 628: bar = 0.9; break; case 629: bar = 0.9; break; case 630: bar = 0.9; break; case 631: bar = 0.89; break; case 632: bar = 0.89; break; case 633: bar = 0.89; break; case 634: bar = 0.89; break; case 635: bar = 0.88; break; case 636: bar = 0.88; break; case 637: bar = 0.88; break; case 638: bar = 0.88; break; case 639: bar = 0.87; break; case 640: bar = 0.87; break; case 641: bar = 0.87; break; case 642: bar = 0.87; break; case 643: bar = 0.86; break; case 644: bar = 0.86; break; case 645: bar = 0.86; break; case 646: bar = 0.86; break; case 647: bar = 0.85; break; case 648: bar = 0.85; break; case 649: bar = 0.85; break; case 650: bar = 0.85; break; case 651: bar = 0.84; break; case 652: bar = 0.84; break; case 653: bar = 0.84; break; case 654: bar = 0.84; break; case 655: bar = 0.84; break; case 656: bar = 0.83; break; case 657: bar = 0.83; break; case 658: bar = 0.83; break; case 659: bar = 0.83; break; case 660: bar = 0.82; break; case 661: bar = 0.82; break; case 662: bar = 0.82; break; case 663: bar = 0.82; break; case 664: bar = 0.81; break; case 665: bar = 0.81; break; case 666: bar = 0.81; break; case 667: bar = 0.81; break; case 668: bar = 0.81; break; case 669: bar = 0.8; break; case 670: bar = 0.8; break; case 671: bar = 0.8; break; case 672: bar = 0.8; break; case 673: bar = 0.79; break; case 674: bar = 0.79; break; case 675: bar = 0.79; break; case 676: bar = 0.79; break; case 677: bar = 0.78; break; case 678: bar = 0.78; break; case 679: bar = 0.78; break; case 680: bar = 0.78; break; case 681: bar = 0.78; break; case 682: bar = 0.77; break; case 683: bar = 0.77; break; case 684: bar = 0.77; break; case 685: bar = 0.77; break; case 686: bar = 0.77; break; case 687: bar = 0.76; break; case 688: bar = 0.76; break; case 689: bar = 0.76; break; case 690: bar = 0.76; break; case 691: bar = 0.75; break; case 692: bar = 0.75; break; case 693: bar = 0.75; break; case 694: bar = 0.75; break; case 695: bar = 0.75; break; case 696: bar = 0.74; break; case 697: bar = 0.74; break; case 698: bar = 0.74; break; case 699: bar = 0.74; break; case 700: bar = 0.74; break; case 701: bar = 0.73; break; case 702: bar = 0.73; break; case 703: bar = 0.73; break; case 704: bar = 0.73; break; case 705: bar = 0.72; break; case 706: bar = 0.72; break; case 707: bar = 0.72; break; case 708: bar = 0.72; break; case 709: bar = 0.72; break; case 710: bar = 0.71; break; case 711: bar = 0.71; break; case 712: bar = 0.71; break; case 713: bar = 0.71; break; case 714: bar = 0.71; break; case 715: bar = 0.7; break; case 716: bar = 0.7; break; case 717: bar = 0.7; break; case 718: bar = 0.7; break; case 719: bar = 0.7; break; case 720: bar = 0.69; break; case 721: bar = 0.69; break; case 722: bar = 0.69; break; case 723: bar = 0.69; break; case 724: bar = 0.69; break; case 725: bar = 0.68; break; case 726: bar = 0.68; break; case 727: bar = 0.68; break; case 728: bar = 0.68; break; case 729: bar = 0.68; break; case 730: bar = 0.67; break; case 731: bar = 0.67; break; case 732: bar = 0.67; break; case 733: bar = 0.67; break; case 734: bar = 0.67; break; case 735: bar = 0.67; break; case 736: bar = 0.66; break; case 737: bar = 0.66; break; case 738: bar = 0.66; break; case 739: bar = 0.66; break; case 740: bar = 0.66; break; case 741: bar = 0.65; break; case 742: bar = 0.65; break; case 743: bar = 0.65; break; case 744: bar = 0.65; break; case 745: bar = 0.65; break; case 746: bar = 0.64; break; case 747: bar = 0.64; break; case 748: bar = 0.64; break; case 749: bar = 0.64; break; case 750: bar = 0.64; break; case 751: bar = 0.64; break; case 752: bar = 0.63; break; case 753: bar = 0.63; break; case 754: bar = 0.63; break; case 755: bar = 0.63; break; case 756: bar = 0.63; break; case 757: bar = 0.62; break; case 758: bar = 0.62; break; case 759: bar = 0.62; break; case 760: bar = 0.62; break; case 761: bar = 0.62; break; case 762: bar = 0.61; break; case 763: bar = 0.61; break; case 764: bar = 0.61; break; case 765: bar = 0.61; break; case 766: bar = 0.61; break; case 767: bar = 0.61; break; case 768: bar = 0.6; break; case 769: bar = 0.6; break; case 770: bar = 0.6; break; case 771: bar = 0.6; break; case 772: bar = 0.6; break; case 773: bar = 0.6; break; case 774: bar = 0.59; break; case 775: bar = 0.59; break; case 776: bar = 0.59; break; case 777: bar = 0.59; break; case 778: bar = 0.59; break; case 779: bar = 0.59; break; case 780: bar = 0.58; break; case 781: bar = 0.58; break; case 782: bar = 0.58; break; case 783: bar = 0.58; break; case 784: bar = 0.58; break; case 785: bar = 0.57; break; case 786: bar = 0.57; break; case 787: bar = 0.57; break; case 788: bar = 0.57; break; case 789: bar = 0.57; break; case 790: bar = 0.57; break; case 791: bar = 0.56; break; case 792: bar = 0.56; break; case 793: bar = 0.56; break; case 794: bar = 0.56; break; case 795: bar = 0.56; break; case 796: bar = 0.56; break; case 797: bar = 0.55; break; case 798: bar = 0.55; break; case 799: bar = 0.55; break; case 800: bar = 0.55; break; case 801: bar = 0.55; break; case 802: bar = 0.55; break; case 803: bar = 0.54; break; case 804: bar = 0.54; break; case 805: bar = 0.54; break; case 806: bar = 0.54; break; case 807: bar = 0.54; break; case 808: bar = 0.54; break; case 809: bar = 0.53; break; case 810: bar = 0.53; break; case 811: bar = 0.53; break; case 812: bar = 0.53; break; case 813: bar = 0.53; break; case 814: bar = 0.53; break; case 815: bar = 0.53; break; case 816: bar = 0.52; break; case 817: bar = 0.52; break; case 818: bar = 0.52; break; case 819: bar = 0.52; break; case 820: bar = 0.52; break; case 821: bar = 0.52; break; case 822: bar = 0.51; break; case 823: bar = 0.51; break; case 824: bar = 0.51; break; case 825: bar = 0.51; break; case 826: bar = 0.51; break; case 827: bar = 0.51; break; case 828: bar = 0.5; break; case 829: bar = 0.5; break; case 830: bar = 0.5; break; case 831: bar = 0.5; break; case 832: bar = 0.5; break; case 833: bar = 0.5; break; case 834: bar = 0.5; break; case 835: bar = 0.49; break; case 836: bar = 0.49; break; case 837: bar = 0.49; break; case 838: bar = 0.49; break; case 839: bar = 0.49; break; case 840: bar = 0.49; break; case 841: bar = 0.48; break; case 842: bar = 0.48; break; case 843: bar = 0.48; break; case 844: bar = 0.48; break; case 845: bar = 0.48; break; case 846: bar = 0.48; break; case 847: bar = 0.48; break; case 848: bar = 0.47; break; case 849: bar = 0.47; break; case 850: bar = 0.47; break; case 851: bar = 0.47; break; case 852: bar = 0.47; break; case 853: bar = 0.47; break; case 854: bar = 0.47; break; case 855: bar = 0.46; break; case 856: bar = 0.46; break; case 857: bar = 0.46; break; case 858: bar = 0.46; break; case 859: bar = 0.46; break; case 860: bar = 0.46; break; case 861: bar = 0.46; break; case 862: bar = 0.45; break; case 863: bar = 0.45; break; case 864: bar = 0.45; break; case 865: bar = 0.45; break; case 866: bar = 0.45; break; case 867: bar = 0.45; break; case 868: bar = 0.45; break; case 869: bar = 0.44; break; case 870: bar = 0.44; break; case 871: bar = 0.44; break; case 872: bar = 0.44; break; case 873: bar = 0.44; break; case 874: bar = 0.44; break; case 875: bar = 0.44; break; case 876: bar = 0.43; break; case 877: bar = 0.43; break; case 878: bar = 0.43; break; case 879: bar = 0.43; break; case 880: bar = 0.43; break; case 881: bar = 0.43; break; case 882: bar = 0.43; break; case 883: bar = 0.42; break; case 884: bar = 0.42; break; case 885: bar = 0.42; break; case 886: bar = 0.42; break; case 887: bar = 0.42; break; case 888: bar = 0.42; break; case 889: bar = 0.42; break; case 890: bar = 0.41; break; case 891: bar = 0.41; break; case 892: bar = 0.41; break; case 893: bar = 0.41; break; case 894: bar = 0.41; break; case 895: bar = 0.41; break; case 896: bar = 0.41; break; case 897: bar = 0.41; break; case 898: bar = 0.4; break; case 899: bar = 0.4; break; case 900: bar = 0.4; break; case 901: bar = 0.4; break; case 902: bar = 0.4; break; case 903: bar = 0.4; break; case 904: bar = 0.4; break; case 905: bar = 0.39; break; case 906: bar = 0.39; break; case 907: bar = 0.39; break; case 908: bar = 0.39; break; case 909: bar = 0.39; break; case 910: bar = 0.39; break; case 911: bar = 0.39; break; case 912: bar = 0.39; break; case 913: bar = 0.38; break; case 914: bar = 0.38; break; case 915: bar = 0.38; break; case 916: bar = 0.38; break; case 917: bar = 0.38; break; case 918: bar = 0.38; break; case 919: bar = 0.38; break; case 920: bar = 0.38; break; case 921: bar = 0.37; break; case 922: bar = 0.37; break; case 923: bar = 0.37; break; case 924: bar = 0.37; break; case 925: bar = 0.37; break; case 926: bar = 0.37; break; case 927: bar = 0.37; break; case 928: bar = 0.37; break; case 929: bar = 0.36; break; case 930: bar = 0.36; break; case 931: bar = 0.36; break; case 932: bar = 0.36; break; case 933: bar = 0.36; break; case 934: bar = 0.36; break; case 935: bar = 0.36; break; case 936: bar = 0.36; break; case 937: bar = 0.35; break; case 938: bar = 0.35; break; case 939: bar = 0.35; break; case 940: bar = 0.35; break; case 941: bar = 0.35; break; case 942: bar = 0.35; break; case 943: bar = 0.35; break; case 944: bar = 0.35; break; case 945: bar = 0.34; break; case 946: bar = 0.34; break; case 947: bar = 0.34; break; case 948: bar = 0.34; break; case 949: bar = 0.34; break; case 950: bar = 0.34; break; case 951: bar = 0.34; break; case 952: bar = 0.34; break; case 953: bar = 0.33; break; case 954: bar = 0.33; break; case 955: bar = 0.33; break; case 956: bar = 0.33; break; case 957: bar = 0.33; break; case 958: bar = 0.33; break; case 959: bar = 0.33; break; case 960: bar = 0.33; break; case 961: bar = 0.32; break; case 962: bar = 0.32; break; case 963: bar = 0.32; break; case 964: bar = 0.32; break; case 965: bar = 0.32; break; case 966: bar = 0.32; break; case 967: bar = 0.32; break; case 968: bar = 0.32; break; case 969: bar = 0.32; break; case 970: bar = 0.31; break; case 971: bar = 0.31; break; case 972: bar = 0.31; break; case 973: bar = 0.31; break; case 974: bar = 0.31; break; case 975: bar = 0.31; break; case 976: bar = 0.31; break; case 977: bar = 0.31; break; case 978: bar = 0.3; break; case 979: bar = 0.3; break; case 980: bar = 0.3; break; case 981: bar = 0.3; break; case 982: bar = 0.3; break; case 983: bar = 0.3; break; case 984: bar = 0.3; break; case 985: bar = 0.3; break; case 986: bar = 0.3; break; case 987: bar = 0.29; break; case 988: bar = 0.29; break; case 989: bar = 0.29; break; case 990: bar = 0.29; break; case 991: bar = 0.29; break; case 992: bar = 0.29; break; case 993: bar = 0.29; break; case 994: bar = 0.29; break; case 995: bar = 0.29; break; case 996: bar = 0.28; break; case 997: bar = 0.28; break; case 998: bar = 0.28; break; case 999: bar = 0.28; break; case 1000: bar = 0.28; break; case 1001: bar = 0.28; break; case 1002: bar = 0.28; break; case 1003: bar = 0.28; break; case 1004: bar = 0.28; break; case 1005: bar = 0.27; break; case 1006: bar = 0.27; break; case 1007: bar = 0.27; break; case 1008: bar = 0.27; break; case 1009: bar = 0.27; break; case 1010: bar = 0.27; break; case 1011: bar = 0.27; break; case 1012: bar = 0.27; break; case 1013: bar = 0.27; break; case 1014: bar = 0.26; break; case 1015: bar = 0.26; break; case 1016: bar = 0.26; break; case 1017: bar = 0.26; break; case 1018: bar = 0.26; break; case 1019: bar = 0.26; break; case 1020: bar = 0.26; break; case 1021: bar = 0.26; break; case 1022: bar = 0.26; break; case 1023: bar = 0.26; break; case 1024: bar = 0.25; break;
case 65: bar = 11.02; break; | case 65: bar = 11.02; break; case 66: bar = 10.88; break; case 67: bar = 10.74; break; case 68: bar = 10.6; break; case 69: bar = 10.47; break; case 70: bar = 10.34; break; case 71: bar = 10.21; break; case 72: bar = 10.09; break; case 73: bar = 9.97; break; case 74: bar = 9.85; break; case 75: bar = 9.73; break; case 76: bar = 9.62; break; case 77: bar = 9.51; break; case 78: bar = 9.4; break; case 79: bar = 9.3; break; case 80: bar = 9.19; break; case 81: bar = 9.09; break; case 82: bar = 9; break; case 83: bar = 8.9; break; case 84: bar = 8.81; break; case 85: bar = 8.71; break; case 86: bar = 8.62; break; case 87: bar = 8.53; break; case 88: bar = 8.45; break; case 89: bar = 8.36; break; case 90: bar = 8.28; break; case 91: bar = 8.2; break; case 92: bar = 8.12; break; case 93: bar = 8.04; break; case 94: bar = 7.96; break; case 95: bar = 7.89; break; case 96: bar = 7.81; break; case 97: bar = 7.74; break; case 98: bar = 7.67; break; case 99: bar = 7.6; break; case 100: bar = 7.53; break; case 101: bar = 7.46; break; case 102: bar = 7.4; break; case 103: bar = 7.33; break; case 104: bar = 7.27; break; case 105: bar = 7.2; break; case 106: bar = 7.14; break; case 107: bar = 7.08; break; case 108: bar = 7.02; break; case 109: bar = 6.96; break; case 110: bar = 6.9; break; case 111: bar = 6.85; break; case 112: bar = 6.79; break; case 113: bar = 6.74; break; case 114: bar = 6.68; break; case 115: bar = 6.63; break; case 116: bar = 6.57; break; case 117: bar = 6.52; break; case 118: bar = 6.47; break; case 119: bar = 6.42; break; case 120: bar = 6.37; break; case 121: bar = 6.32; break; case 122: bar = 6.27; break; case 123: bar = 6.23; break; case 124: bar = 6.18; break; case 125: bar = 6.13; break; case 126: bar = 6.09; break; case 127: bar = 6.04; break; case 128: bar = 6; break; case 129: bar = 5.95; break; case 130: bar = 5.91; break; case 131: bar = 5.87; break; case 132: bar = 5.83; break; case 133: bar = 5.79; break; case 134: bar = 5.75; break; case 135: bar = 5.71; break; case 136: bar = 5.67; break; case 137: bar = 5.63; break; case 138: bar = 5.59; break; case 139: bar = 5.55; break; case 140: bar = 5.51; break; case 141: bar = 5.47; break; case 142: bar = 5.44; break; case 143: bar = 5.4; break; case 144: bar = 5.37; break; case 145: bar = 5.33; break; case 146: bar = 5.3; break; case 147: bar = 5.26; break; case 148: bar = 5.23; break; case 149: bar = 5.19; break; case 150: bar = 5.16; break; case 151: bar = 5.13; break; case 152: bar = 5.09; break; case 153: bar = 5.06; break; case 154: bar = 5.03; break; case 155: bar = 5; break; case 156: bar = 4.97; break; case 157: bar = 4.94; break; case 158: bar = 4.91; break; case 159: bar = 4.88; break; case 160: bar = 4.85; break; case 161: bar = 4.82; break; case 162: bar = 4.79; break; case 163: bar = 4.76; break; case 164: bar = 4.73; break; case 165: bar = 4.7; break; case 166: bar = 4.68; break; case 167: bar = 4.65; break; case 168: bar = 4.62; break; case 169: bar = 4.59; break; case 170: bar = 4.57; break; case 171: bar = 4.54; break; case 172: bar = 4.52; break; case 173: bar = 4.49; break; case 174: bar = 4.46; break; case 175: bar = 4.44; break; case 176: bar = 4.41; break; case 177: bar = 4.39; break; case 178: bar = 4.36; break; case 179: bar = 4.34; break; case 180: bar = 4.32; break; case 181: bar = 4.29; break; case 182: bar = 4.27; break; case 183: bar = 4.25; break; case 184: bar = 4.22; break; case 185: bar = 4.2; break; case 186: bar = 4.18; break; case 187: bar = 4.15; break; case 188: bar = 4.13; break; case 189: bar = 4.11; break; case 190: bar = 4.09; break; case 191: bar = 4.07; break; case 192: bar = 4.05; break; case 193: bar = 4.02; break; case 194: bar = 4; break; case 195: bar = 3.98; break; case 196: bar = 3.96; break; case 197: bar = 3.94; break; case 198: bar = 3.92; break; case 199: bar = 3.9; break; case 200: bar = 3.88; break; case 201: bar = 3.86; break; case 202: bar = 3.84; break; case 203: bar = 3.82; break; case 204: bar = 3.8; break; case 205: bar = 3.78; break; case 206: bar = 3.77; break; case 207: bar = 3.75; break; case 208: bar = 3.73; break; case 209: bar = 3.71; break; case 210: bar = 3.69; break; case 211: bar = 3.67; break; case 212: bar = 3.66; break; case 213: bar = 3.64; break; case 214: bar = 3.62; break; case 215: bar = 3.6; break; case 216: bar = 3.59; break; case 217: bar = 3.57; break; case 218: bar = 3.55; break; case 219: bar = 3.53; break; case 220: bar = 3.52; break; case 221: bar = 3.5; break; case 222: bar = 3.48; break; case 223: bar = 3.47; break; case 224: bar = 3.45; break; case 225: bar = 3.44; break; case 226: bar = 3.42; break; case 227: bar = 3.4; break; case 228: bar = 3.39; break; case 229: bar = 3.37; break; case 230: bar = 3.36; break; case 231: bar = 3.34; break; case 232: bar = 3.33; break; case 233: bar = 3.31; break; case 234: bar = 3.3; break; case 235: bar = 3.28; break; case 236: bar = 3.27; break; case 237: bar = 3.25; break; case 238: bar = 3.24; break; case 239: bar = 3.22; break; case 240: bar = 3.21; break; case 241: bar = 3.19; break; case 242: bar = 3.18; break; case 243: bar = 3.17; break; case 244: bar = 3.15; break; case 245: bar = 3.14; break; case 246: bar = 3.12; break; case 247: bar = 3.11; break; case 248: bar = 3.1; break; case 249: bar = 3.08; break; case 250: bar = 3.07; break; case 251: bar = 3.06; break; case 252: bar = 3.04; break; case 253: bar = 3.03; break; case 254: bar = 3.02; break; case 255: bar = 3.01; break; case 256: bar = 2.99; break; case 257: bar = 2.98; break; case 258: bar = 2.97; break; case 259: bar = 2.96; break; case 260: bar = 2.94; break; case 261: bar = 2.93; break; case 262: bar = 2.92; break; case 263: bar = 2.91; break; case 264: bar = 2.89; break; case 265: bar = 2.88; break; case 266: bar = 2.87; break; case 267: bar = 2.86; break; case 268: bar = 2.85; break; case 269: bar = 2.83; break; case 270: bar = 2.82; break; case 271: bar = 2.81; break; case 272: bar = 2.8; break; case 273: bar = 2.79; break; case 274: bar = 2.78; break; case 275: bar = 2.77; break; case 276: bar = 2.76; break; case 277: bar = 2.74; break; case 278: bar = 2.73; break; case 279: bar = 2.72; break; case 280: bar = 2.71; break; case 281: bar = 2.7; break; case 282: bar = 2.69; break; case 283: bar = 2.68; break; case 284: bar = 2.67; break; case 285: bar = 2.66; break; case 286: bar = 2.65; break; case 287: bar = 2.64; break; case 288: bar = 2.63; break; case 289: bar = 2.62; break; case 290: bar = 2.61; break; case 291: bar = 2.6; break; case 292: bar = 2.59; break; case 293: bar = 2.58; break; case 294: bar = 2.57; break; case 295: bar = 2.56; break; case 296: bar = 2.55; break; case 297: bar = 2.54; break; case 298: bar = 2.53; break; case 299: bar = 2.52; break; case 300: bar = 2.51; break; case 301: bar = 2.5; break; case 302: bar = 2.49; break; case 303: bar = 2.48; break; case 304: bar = 2.47; break; case 305: bar = 2.46; break; case 306: bar = 2.45; break; case 307: bar = 2.44; break; case 308: bar = 2.43; break; case 309: bar = 2.42; break; case 310: bar = 2.41; break; case 311: bar = 2.41; break; case 312: bar = 2.4; break; case 313: bar = 2.39; break; case 314: bar = 2.38; break; case 315: bar = 2.37; break; case 316: bar = 2.36; break; case 317: bar = 2.35; break; case 318: bar = 2.34; break; case 319: bar = 2.34; break; case 320: bar = 2.33; break; case 321: bar = 2.32; break; case 322: bar = 2.31; break; case 323: bar = 2.3; break; case 324: bar = 2.29; break; case 325: bar = 2.28; break; case 326: bar = 2.28; break; case 327: bar = 2.27; break; case 328: bar = 2.26; break; case 329: bar = 2.25; break; case 330: bar = 2.24; break; case 331: bar = 2.24; break; case 332: bar = 2.23; break; case 333: bar = 2.22; break; case 334: bar = 2.21; break; case 335: bar = 2.2; break; case 336: bar = 2.2; break; case 337: bar = 2.19; break; case 338: bar = 2.18; break; case 339: bar = 2.17; break; case 340: bar = 2.17; break; case 341: bar = 2.16; break; case 342: bar = 2.15; break; case 343: bar = 2.14; break; case 344: bar = 2.13; break; case 345: bar = 2.13; break; case 346: bar = 2.12; break; case 347: bar = 2.11; break; case 348: bar = 2.11; break; case 349: bar = 2.1; break; case 350: bar = 2.09; break; case 351: bar = 2.08; break; case 352: bar = 2.08; break; case 353: bar = 2.07; break; case 354: bar = 2.06; break; case 355: bar = 2.05; break; case 356: bar = 2.05; break; case 357: bar = 2.04; break; case 358: bar = 2.03; break; case 359: bar = 2.03; break; case 360: bar = 2.02; break; case 361: bar = 2.01; break; case 362: bar = 2.01; break; case 363: bar = 2; break; case 364: bar = 1.99; break; case 365: bar = 1.99; break; case 366: bar = 1.98; break; case 367: bar = 1.97; break; case 368: bar = 1.97; break; case 369: bar = 1.96; break; case 370: bar = 1.95; break; case 371: bar = 1.95; break; case 372: bar = 1.94; break; case 373: bar = 1.93; break; case 374: bar = 1.93; break; case 375: bar = 1.92; break; case 376: bar = 1.91; break; case 377: bar = 1.91; break; case 378: bar = 1.9; break; case 379: bar = 1.89; break; case 380: bar = 1.89; break; case 381: bar = 1.88; break; case 382: bar = 1.88; break; case 383: bar = 1.87; break; case 384: bar = 1.86; break; case 385: bar = 1.86; break; case 386: bar = 1.85; break; case 387: bar = 1.85; break; case 388: bar = 1.84; break; case 389: bar = 1.83; break; case 390: bar = 1.83; break; case 391: bar = 1.82; break; case 392: bar = 1.82; break; case 393: bar = 1.81; break; case 394: bar = 1.8; break; case 395: bar = 1.8; break; case 396: bar = 1.79; break; case 397: bar = 1.79; break; case 398: bar = 1.78; break; case 399: bar = 1.77; break; case 400: bar = 1.77; break; case 401: bar = 1.76; break; case 402: bar = 1.76; break; case 403: bar = 1.75; break; case 404: bar = 1.75; break; case 405: bar = 1.74; break; case 406: bar = 1.73; break; case 407: bar = 1.73; break; case 408: bar = 1.72; break; case 409: bar = 1.72; break; case 410: bar = 1.71; break; case 411: bar = 1.71; break; case 412: bar = 1.7; break; case 413: bar = 1.7; break; case 414: bar = 1.69; break; case 415: bar = 1.69; break; case 416: bar = 1.68; break; case 417: bar = 1.67; break; case 418: bar = 1.67; break; case 419: bar = 1.66; break; case 420: bar = 1.66; break; case 421: bar = 1.65; break; case 422: bar = 1.65; break; case 423: bar = 1.64; break; case 424: bar = 1.64; break; case 425: bar = 1.63; break; case 426: bar = 1.63; break; case 427: bar = 1.62; break; case 428: bar = 1.62; break; case 429: bar = 1.61; break; case 430: bar = 1.61; break; case 431: bar = 1.6; break; case 432: bar = 1.6; break; case 433: bar = 1.59; break; case 434: bar = 1.59; break; case 435: bar = 1.58; break; case 436: bar = 1.58; break; case 437: bar = 1.57; break; case 438: bar = 1.57; break; case 439: bar = 1.56; break; case 440: bar = 1.56; break; case 441: bar = 1.55; break; case 442: bar = 1.55; break; case 443: bar = 1.54; break; case 444: bar = 1.54; break; case 445: bar = 1.53; break; case 446: bar = 1.53; break; case 447: bar = 1.53; break; case 448: bar = 1.52; break; case 449: bar = 1.52; break; case 450: bar = 1.51; break; case 451: bar = 1.51; break; case 452: bar = 1.5; break; case 453: bar = 1.5; break; case 454: bar = 1.49; break; case 455: bar = 1.49; break; case 456: bar = 1.48; break; case 457: bar = 1.48; break; case 458: bar = 1.47; break; case 459: bar = 1.47; break; case 460: bar = 1.47; break; case 461: bar = 1.46; break; case 462: bar = 1.46; break; case 463: bar = 1.45; break; case 464: bar = 1.45; break; case 465: bar = 1.44; break; case 466: bar = 1.44; break; case 467: bar = 1.44; break; case 468: bar = 1.43; break; case 469: bar = 1.43; break; case 470: bar = 1.42; break; case 471: bar = 1.42; break; case 472: bar = 1.41; break; case 473: bar = 1.41; break; case 474: bar = 1.41; break; case 475: bar = 1.4; break; case 476: bar = 1.4; break; case 477: bar = 1.39; break; case 478: bar = 1.39; break; case 479: bar = 1.38; break; case 480: bar = 1.38; break; case 481: bar = 1.38; break; case 482: bar = 1.37; break; case 483: bar = 1.37; break; case 484: bar = 1.36; break; case 485: bar = 1.36; break; case 486: bar = 1.36; break; case 487: bar = 1.35; break; case 488: bar = 1.35; break; case 489: bar = 1.34; break; case 490: bar = 1.34; break; case 491: bar = 1.34; break; case 492: bar = 1.33; break; case 493: bar = 1.33; break; case 494: bar = 1.32; break; case 495: bar = 1.32; break; case 496: bar = 1.32; break; case 497: bar = 1.31; break; case 498: bar = 1.31; break; case 499: bar = 1.3; break; case 500: bar = 1.3; break; case 501: bar = 1.3; break; case 502: bar = 1.29; break; case 503: bar = 1.29; break; case 504: bar = 1.29; break; case 505: bar = 1.28; break; case 506: bar = 1.28; break; case 507: bar = 1.27; break; case 508: bar = 1.27; break; case 509: bar = 1.27; break; case 510: bar = 1.26; break; case 511: bar = 1.26; break; case 512: bar = 1.26; break; case 513: bar = 1.25; break; case 514: bar = 1.25; break; case 515: bar = 1.24; break; case 516: bar = 1.24; break; case 517: bar = 1.24; break; case 518: bar = 1.23; break; case 519: bar = 1.23; break; case 520: bar = 1.23; break; case 521: bar = 1.22; break; case 522: bar = 1.22; break; case 523: bar = 1.22; break; case 524: bar = 1.21; break; case 525: bar = 1.21; break; case 526: bar = 1.21; break; case 527: bar = 1.2; break; case 528: bar = 1.2; break; case 529: bar = 1.2; break; case 530: bar = 1.19; break; case 531: bar = 1.19; break; case 532: bar = 1.18; break; case 533: bar = 1.18; break; case 534: bar = 1.18; break; case 535: bar = 1.17; break; case 536: bar = 1.17; break; case 537: bar = 1.17; break; case 538: bar = 1.16; break; case 539: bar = 1.16; break; case 540: bar = 1.16; break; case 541: bar = 1.15; break; case 542: bar = 1.15; break; case 543: bar = 1.15; break; case 544: bar = 1.14; break; case 545: bar = 1.14; break; case 546: bar = 1.14; break; case 547: bar = 1.13; break; case 548: bar = 1.13; break; case 549: bar = 1.13; break; case 550: bar = 1.12; break; case 551: bar = 1.12; break; case 552: bar = 1.12; break; case 553: bar = 1.12; break; case 554: bar = 1.11; break; case 555: bar = 1.11; break; case 556: bar = 1.11; break; case 557: bar = 1.1; break; case 558: bar = 1.1; break; case 559: bar = 1.1; break; case 560: bar = 1.09; break; case 561: bar = 1.09; break; case 562: bar = 1.09; break; case 563: bar = 1.08; break; case 564: bar = 1.08; break; case 565: bar = 1.08; break; case 566: bar = 1.07; break; case 567: bar = 1.07; break; case 568: bar = 1.07; break; case 569: bar = 1.07; break; case 570: bar = 1.06; break; case 571: bar = 1.06; break; case 572: bar = 1.06; break; case 573: bar = 1.05; break; case 574: bar = 1.05; break; case 575: bar = 1.05; break; case 576: bar = 1.04; break; case 577: bar = 1.04; break; case 578: bar = 1.04; break; case 579: bar = 1.04; break; case 580: bar = 1.03; break; case 581: bar = 1.03; break; case 582: bar = 1.03; break; case 583: bar = 1.02; break; case 584: bar = 1.02; break; case 585: bar = 1.02; break; case 586: bar = 1.02; break; case 587: bar = 1.01; break; case 588: bar = 1.01; break; case 589: bar = 1.01; break; case 590: bar = 1; break; case 591: bar = 1; break; case 592: bar = 1; break; case 593: bar = 1; break; case 594: bar = 0.99; break; case 595: bar = 0.99; break; case 596: bar = 0.99; break; case 597: bar = 0.98; break; case 598: bar = 0.98; break; case 599: bar = 0.98; break; case 600: bar = 0.98; break; case 601: bar = 0.97; break; case 602: bar = 0.97; break; case 603: bar = 0.97; break; case 604: bar = 0.96; break; case 605: bar = 0.96; break; case 606: bar = 0.96; break; case 607: bar = 0.96; break; case 608: bar = 0.95; break; case 609: bar = 0.95; break; case 610: bar = 0.95; break; case 611: bar = 0.95; break; case 612: bar = 0.94; break; case 613: bar = 0.94; break; case 614: bar = 0.94; break; case 615: bar = 0.94; break; case 616: bar = 0.93; break; case 617: bar = 0.93; break; case 618: bar = 0.93; break; case 619: bar = 0.92; break; case 620: bar = 0.92; break; case 621: bar = 0.92; break; case 622: bar = 0.92; break; case 623: bar = 0.91; break; case 624: bar = 0.91; break; case 625: bar = 0.91; break; case 626: bar = 0.91; break; case 627: bar = 0.9; break; case 628: bar = 0.9; break; case 629: bar = 0.9; break; case 630: bar = 0.9; break; case 631: bar = 0.89; break; case 632: bar = 0.89; break; case 633: bar = 0.89; break; case 634: bar = 0.89; break; case 635: bar = 0.88; break; case 636: bar = 0.88; break; case 637: bar = 0.88; break; case 638: bar = 0.88; break; case 639: bar = 0.87; break; case 640: bar = 0.87; break; case 641: bar = 0.87; break; case 642: bar = 0.87; break; case 643: bar = 0.86; break; case 644: bar = 0.86; break; case 645: bar = 0.86; break; case 646: bar = 0.86; break; case 647: bar = 0.85; break; case 648: bar = 0.85; break; case 649: bar = 0.85; break; case 650: bar = 0.85; break; case 651: bar = 0.84; break; case 652: bar = 0.84; break; case 653: bar = 0.84; break; case 654: bar = 0.84; break; case 655: bar = 0.84; break; case 656: bar = 0.83; break; case 657: bar = 0.83; break; case 658: bar = 0.83; break; case 659: bar = 0.83; break; case 660: bar = 0.82; break; case 661: bar = 0.82; break; case 662: bar = 0.82; break; case 663: bar = 0.82; break; case 664: bar = 0.81; break; case 665: bar = 0.81; break; case 666: bar = 0.81; break; case 667: bar = 0.81; break; case 668: bar = 0.81; break; case 669: bar = 0.8; break; case 670: bar = 0.8; break; case 671: bar = 0.8; break; case 672: bar = 0.8; break; case 673: bar = 0.79; break; case 674: bar = 0.79; break; case 675: bar = 0.79; break; case 676: bar = 0.79; break; case 677: bar = 0.78; break; case 678: bar = 0.78; break; case 679: bar = 0.78; break; case 680: bar = 0.78; break; case 681: bar = 0.78; break; case 682: bar = 0.77; break; case 683: bar = 0.77; break; case 684: bar = 0.77; break; case 685: bar = 0.77; break; case 686: bar = 0.77; break; case 687: bar = 0.76; break; case 688: bar = 0.76; break; case 689: bar = 0.76; break; case 690: bar = 0.76; break; case 691: bar = 0.75; break; case 692: bar = 0.75; break; case 693: bar = 0.75; break; case 694: bar = 0.75; break; case 695: bar = 0.75; break; case 696: bar = 0.74; break; case 697: bar = 0.74; break; case 698: bar = 0.74; break; case 699: bar = 0.74; break; case 700: bar = 0.74; break; case 701: bar = 0.73; break; case 702: bar = 0.73; break; case 703: bar = 0.73; break; case 704: bar = 0.73; break; case 705: bar = 0.72; break; case 706: bar = 0.72; break; case 707: bar = 0.72; break; case 708: bar = 0.72; break; case 709: bar = 0.72; break; case 710: bar = 0.71; break; case 711: bar = 0.71; break; case 712: bar = 0.71; break; case 713: bar = 0.71; break; case 714: bar = 0.71; break; case 715: bar = 0.7; break; case 716: bar = 0.7; break; case 717: bar = 0.7; break; case 718: bar = 0.7; break; case 719: bar = 0.7; break; case 720: bar = 0.69; break; case 721: bar = 0.69; break; case 722: bar = 0.69; break; case 723: bar = 0.69; break; case 724: bar = 0.69; break; case 725: bar = 0.68; break; case 726: bar = 0.68; break; case 727: bar = 0.68; break; case 728: bar = 0.68; break; case 729: bar = 0.68; break; case 730: bar = 0.67; break; case 731: bar = 0.67; break; case 732: bar = 0.67; break; case 733: bar = 0.67; break; case 734: bar = 0.67; break; case 735: bar = 0.67; break; case 736: bar = 0.66; break; case 737: bar = 0.66; break; case 738: bar = 0.66; break; case 739: bar = 0.66; break; case 740: bar = 0.66; break; case 741: bar = 0.65; break; case 742: bar = 0.65; break; case 743: bar = 0.65; break; case 744: bar = 0.65; break; case 745: bar = 0.65; break; case 746: bar = 0.64; break; case 747: bar = 0.64; break; case 748: bar = 0.64; break; case 749: bar = 0.64; break; case 750: bar = 0.64; break; case 751: bar = 0.64; break; case 752: bar = 0.63; break; case 753: bar = 0.63; break; case 754: bar = 0.63; break; case 755: bar = 0.63; break; case 756: bar = 0.63; break; case 757: bar = 0.62; break; case 758: bar = 0.62; break; case 759: bar = 0.62; break; case 760: bar = 0.62; break; case 761: bar = 0.62; break; case 762: bar = 0.61; break; case 763: bar = 0.61; break; case 764: bar = 0.61; break; case 765: bar = 0.61; break; case 766: bar = 0.61; break; case 767: bar = 0.61; break; case 768: bar = 0.6; break; case 769: bar = 0.6; break; case 770: bar = 0.6; break; case 771: bar = 0.6; break; case 772: bar = 0.6; break; case 773: bar = 0.6; break; case 774: bar = 0.59; break; case 775: bar = 0.59; break; case 776: bar = 0.59; break; case 777: bar = 0.59; break; case 778: bar = 0.59; break; case 779: bar = 0.59; break; case 780: bar = 0.58; break; case 781: bar = 0.58; break; case 782: bar = 0.58; break; case 783: bar = 0.58; break; case 784: bar = 0.58; break; case 785: bar = 0.57; break; case 786: bar = 0.57; break; case 787: bar = 0.57; break; case 788: bar = 0.57; break; case 789: bar = 0.57; break; case 790: bar = 0.57; break; case 791: bar = 0.56; break; case 792: bar = 0.56; break; case 793: bar = 0.56; break; case 794: bar = 0.56; break; case 795: bar = 0.56; break; case 796: bar = 0.56; break; case 797: bar = 0.55; break; case 798: bar = 0.55; break; case 799: bar = 0.55; break; case 800: bar = 0.55; break; case 801: bar = 0.55; break; case 802: bar = 0.55; break; case 803: bar = 0.54; break; case 804: bar = 0.54; break; case 805: bar = 0.54; break; case 806: bar = 0.54; break; case 807: bar = 0.54; break; case 808: bar = 0.54; break; case 809: bar = 0.53; break; case 810: bar = 0.53; break; case 811: bar = 0.53; break; case 812: bar = 0.53; break; case 813: bar = 0.53; break; case 814: bar = 0.53; break; case 815: bar = 0.53; break; case 816: bar = 0.52; break; case 817: bar = 0.52; break; case 818: bar = 0.52; break; case 819: bar = 0.52; break; case 820: bar = 0.52; break; case 821: bar = 0.52; break; case 822: bar = 0.51; break; case 823: bar = 0.51; break; case 824: bar = 0.51; break; case 825: bar = 0.51; break; case 826: bar = 0.51; break; case 827: bar = 0.51; break; case 828: bar = 0.5; break; case 829: bar = 0.5; break; case 830: bar = 0.5; break; case 831: bar = 0.5; break; case 832: bar = 0.5; break; case 833: bar = 0.5; break; case 834: bar = 0.5; break; case 835: bar = 0.49; break; case 836: bar = 0.49; break; case 837: bar = 0.49; break; case 838: bar = 0.49; break; case 839: bar = 0.49; break; case 840: bar = 0.49; break; case 841: bar = 0.48; break; case 842: bar = 0.48; break; case 843: bar = 0.48; break; case 844: bar = 0.48; break; case 845: bar = 0.48; break; case 846: bar = 0.48; break; case 847: bar = 0.48; break; case 848: bar = 0.47; break; case 849: bar = 0.47; break; case 850: bar = 0.47; break; case 851: bar = 0.47; break; case 852: bar = 0.47; break; case 853: bar = 0.47; break; case 854: bar = 0.47; break; case 855: bar = 0.46; break; case 856: bar = 0.46; break; case 857: bar = 0.46; break; case 858: bar = 0.46; break; case 859: bar = 0.46; break; case 860: bar = 0.46; break; case 861: bar = 0.46; break; case 862: bar = 0.45; break; case 863: bar = 0.45; break; case 864: bar = 0.45; break; case 865: bar = 0.45; break; case 866: bar = 0.45; break; case 867: bar = 0.45; break; case 868: bar = 0.45; break; case 869: bar = 0.44; break; case 870: bar = 0.44; break; case 871: bar = 0.44; break; case 872: bar = 0.44; break; case 873: bar = 0.44; break; case 874: bar = 0.44; break; case 875: bar = 0.44; break; case 876: bar = 0.43; break; case 877: bar = 0.43; break; case 878: bar = 0.43; break; case 879: bar = 0.43; break; case 880: bar = 0.43; break; case 881: bar = 0.43; break; case 882: bar = 0.43; break; case 883: bar = 0.42; break; case 884: bar = 0.42; break; case 885: bar = 0.42; break; case 886: bar = 0.42; break; case 887: bar = 0.42; break; case 888: bar = 0.42; break; case 889: bar = 0.42; break; case 890: bar = 0.41; break; case 891: bar = 0.41; break; case 892: bar = 0.41; break; case 893: bar = 0.41; break; case 894: bar = 0.41; break; case 895: bar = 0.41; break; case 896: bar = 0.41; break; case 897: bar = 0.41; break; case 898: bar = 0.4; break; case 899: bar = 0.4; break; case 900: bar = 0.4; break; case 901: bar = 0.4; break; case 902: bar = 0.4; break; case 903: bar = 0.4; break; case 904: bar = 0.4; break; case 905: bar = 0.39; break; case 906: bar = 0.39; break; case 907: bar = 0.39; break; case 908: bar = 0.39; break; case 909: bar = 0.39; break; case 910: bar = 0.39; break; case 911: bar = 0.39; break; case 912: bar = 0.39; break; case 913: bar = 0.38; break; case 914: bar = 0.38; break; case 915: bar = 0.38; break; case 916: bar = 0.38; break; case 917: bar = 0.38; break; case 918: bar = 0.38; break; case 919: bar = 0.38; break; case 920: bar = 0.38; break; case 921: bar = 0.37; break; case 922: bar = 0.37; break; case 923: bar = 0.37; break; case 924: bar = 0.37; break; case 925: bar = 0.37; break; case 926: bar = 0.37; break; case 927: bar = 0.37; break; case 928: bar = 0.37; break; case 929: bar = 0.36; break; case 930: bar = 0.36; break; case 931: bar = 0.36; break; case 932: bar = 0.36; break; case 933: bar = 0.36; break; case 934: bar = 0.36; break; case 935: bar = 0.36; break; case 936: bar = 0.36; break; case 937: bar = 0.35; break; case 938: bar = 0.35; break; case 939: bar = 0.35; break; case 940: bar = 0.35; break; case 941: bar = 0.35; break; case 942: bar = 0.35; break; case 943: bar = 0.35; break; case 944: bar = 0.35; break; case 945: bar = 0.34; break; case 946: bar = 0.34; break; case 947: bar = 0.34; break; case 948: bar = 0.34; break; case 949: bar = 0.34; break; case 950: bar = 0.34; break; case 951: bar = 0.34; break; case 952: bar = 0.34; break; case 953: bar = 0.33; break; case 954: bar = 0.33; break; case 955: bar = 0.33; break; case 956: bar = 0.33; break; case 957: bar = 0.33; break; case 958: bar = 0.33; break; case 959: bar = 0.33; break; case 960: bar = 0.33; break; case 961: bar = 0.32; break; case 962: bar = 0.32; break; case 963: bar = 0.32; break; case 964: bar = 0.32; break; case 965: bar = 0.32; break; case 966: bar = 0.32; break; case 967: bar = 0.32; break; case 968: bar = 0.32; break; case 969: bar = 0.32; break; case 970: bar = 0.31; break; case 971: bar = 0.31; break; case 972: bar = 0.31; break; case 973: bar = 0.31; break; case 974: bar = 0.31; break; case 975: bar = 0.31; break; case 976: bar = 0.31; break; case 977: bar = 0.31; break; case 978: bar = 0.3; break; case 979: bar = 0.3; break; case 980: bar = 0.3; break; case 981: bar = 0.3; break; case 982: bar = 0.3; break; case 983: bar = 0.3; break; case 984: bar = 0.3; break; case 985: bar = 0.3; break; case 986: bar = 0.3; break; case 987: bar = 0.29; break; case 988: bar = 0.29; break; case 989: bar = 0.29; break; case 990: bar = 0.29; break; case 991: bar = 0.29; break; case 992: bar = 0.29; break; case 993: bar = 0.29; break; case 994: bar = 0.29; break; case 995: bar = 0.29; break; case 996: bar = 0.28; break; case 997: bar = 0.28; break; case 998: bar = 0.28; break; case 999: bar = 0.28; break; case 1000: bar = 0.28; break; case 1001: bar = 0.28; break; case 1002: bar = 0.28; break; case 1003: bar = 0.28; break; case 1004: bar = 0.28; break; case 1005: bar = 0.27; break; case 1006: bar = 0.27; break; case 1007: bar = 0.27; break; case 1008: bar = 0.27; break; case 1009: bar = 0.27; break; case 1010: bar = 0.27; break; case 1011: bar = 0.27; break; case 1012: bar = 0.27; break; case 1013: bar = 0.27; break; case 1014: bar = 0.26; break; case 1015: bar = 0.26; break; case 1016: bar = 0.26; break; case 1017: bar = 0.26; break; case 1018: bar = 0.26; break; case 1019: bar = 0.26; break; case 1020: bar = 0.26; break; case 1021: bar = 0.26; break; case 1022: bar = 0.26; break; case 1023: bar = 0.26; break; case 1024: bar = 0.25; break;
case 66: bar = 10.88; break; | case 66: bar = 10.88; break; case 67: bar = 10.74; break; case 68: bar = 10.6; break; case 69: bar = 10.47; break; case 70: bar = 10.34; break; case 71: bar = 10.21; break; case 72: bar = 10.09; break; case 73: bar = 9.97; break; case 74: bar = 9.85; break; case 75: bar = 9.73; break; case 76: bar = 9.62; break; case 77: bar = 9.51; break; case 78: bar = 9.4; break; case 79: bar = 9.3; break; case 80: bar = 9.19; break; case 81: bar = 9.09; break; case 82: bar = 9; break; case 83: bar = 8.9; break; case 84: bar = 8.81; break; case 85: bar = 8.71; break; case 86: bar = 8.62; break; case 87: bar = 8.53; break; case 88: bar = 8.45; break; case 89: bar = 8.36; break; case 90: bar = 8.28; break; case 91: bar = 8.2; break; case 92: bar = 8.12; break; case 93: bar = 8.04; break; case 94: bar = 7.96; break; case 95: bar = 7.89; break; case 96: bar = 7.81; break; case 97: bar = 7.74; break; case 98: bar = 7.67; break; case 99: bar = 7.6; break; case 100: bar = 7.53; break; case 101: bar = 7.46; break; case 102: bar = 7.4; break; case 103: bar = 7.33; break; case 104: bar = 7.27; break; case 105: bar = 7.2; break; case 106: bar = 7.14; break; case 107: bar = 7.08; break; case 108: bar = 7.02; break; case 109: bar = 6.96; break; case 110: bar = 6.9; break; case 111: bar = 6.85; break; case 112: bar = 6.79; break; case 113: bar = 6.74; break; case 114: bar = 6.68; break; case 115: bar = 6.63; break; case 116: bar = 6.57; break; case 117: bar = 6.52; break; case 118: bar = 6.47; break; case 119: bar = 6.42; break; case 120: bar = 6.37; break; case 121: bar = 6.32; break; case 122: bar = 6.27; break; case 123: bar = 6.23; break; case 124: bar = 6.18; break; case 125: bar = 6.13; break; case 126: bar = 6.09; break; case 127: bar = 6.04; break; case 128: bar = 6; break; case 129: bar = 5.95; break; case 130: bar = 5.91; break; case 131: bar = 5.87; break; case 132: bar = 5.83; break; case 133: bar = 5.79; break; case 134: bar = 5.75; break; case 135: bar = 5.71; break; case 136: bar = 5.67; break; case 137: bar = 5.63; break; case 138: bar = 5.59; break; case 139: bar = 5.55; break; case 140: bar = 5.51; break; case 141: bar = 5.47; break; case 142: bar = 5.44; break; case 143: bar = 5.4; break; case 144: bar = 5.37; break; case 145: bar = 5.33; break; case 146: bar = 5.3; break; case 147: bar = 5.26; break; case 148: bar = 5.23; break; case 149: bar = 5.19; break; case 150: bar = 5.16; break; case 151: bar = 5.13; break; case 152: bar = 5.09; break; case 153: bar = 5.06; break; case 154: bar = 5.03; break; case 155: bar = 5; break; case 156: bar = 4.97; break; case 157: bar = 4.94; break; case 158: bar = 4.91; break; case 159: bar = 4.88; break; case 160: bar = 4.85; break; case 161: bar = 4.82; break; case 162: bar = 4.79; break; case 163: bar = 4.76; break; case 164: bar = 4.73; break; case 165: bar = 4.7; break; case 166: bar = 4.68; break; case 167: bar = 4.65; break; case 168: bar = 4.62; break; case 169: bar = 4.59; break; case 170: bar = 4.57; break; case 171: bar = 4.54; break; case 172: bar = 4.52; break; case 173: bar = 4.49; break; case 174: bar = 4.46; break; case 175: bar = 4.44; break; case 176: bar = 4.41; break; case 177: bar = 4.39; break; case 178: bar = 4.36; break; case 179: bar = 4.34; break; case 180: bar = 4.32; break; case 181: bar = 4.29; break; case 182: bar = 4.27; break; case 183: bar = 4.25; break; case 184: bar = 4.22; break; case 185: bar = 4.2; break; case 186: bar = 4.18; break; case 187: bar = 4.15; break; case 188: bar = 4.13; break; case 189: bar = 4.11; break; case 190: bar = 4.09; break; case 191: bar = 4.07; break; case 192: bar = 4.05; break; case 193: bar = 4.02; break; case 194: bar = 4; break; case 195: bar = 3.98; break; case 196: bar = 3.96; break; case 197: bar = 3.94; break; case 198: bar = 3.92; break; case 199: bar = 3.9; break; case 200: bar = 3.88; break; case 201: bar = 3.86; break; case 202: bar = 3.84; break; case 203: bar = 3.82; break; case 204: bar = 3.8; break; case 205: bar = 3.78; break; case 206: bar = 3.77; break; case 207: bar = 3.75; break; case 208: bar = 3.73; break; case 209: bar = 3.71; break; case 210: bar = 3.69; break; case 211: bar = 3.67; break; case 212: bar = 3.66; break; case 213: bar = 3.64; break; case 214: bar = 3.62; break; case 215: bar = 3.6; break; case 216: bar = 3.59; break; case 217: bar = 3.57; break; case 218: bar = 3.55; break; case 219: bar = 3.53; break; case 220: bar = 3.52; break; case 221: bar = 3.5; break; case 222: bar = 3.48; break; case 223: bar = 3.47; break; case 224: bar = 3.45; break; case 225: bar = 3.44; break; case 226: bar = 3.42; break; case 227: bar = 3.4; break; case 228: bar = 3.39; break; case 229: bar = 3.37; break; case 230: bar = 3.36; break; case 231: bar = 3.34; break; case 232: bar = 3.33; break; case 233: bar = 3.31; break; case 234: bar = 3.3; break; case 235: bar = 3.28; break; case 236: bar = 3.27; break; case 237: bar = 3.25; break; case 238: bar = 3.24; break; case 239: bar = 3.22; break; case 240: bar = 3.21; break; case 241: bar = 3.19; break; case 242: bar = 3.18; break; case 243: bar = 3.17; break; case 244: bar = 3.15; break; case 245: bar = 3.14; break; case 246: bar = 3.12; break; case 247: bar = 3.11; break; case 248: bar = 3.1; break; case 249: bar = 3.08; break; case 250: bar = 3.07; break; case 251: bar = 3.06; break; case 252: bar = 3.04; break; case 253: bar = 3.03; break; case 254: bar = 3.02; break; case 255: bar = 3.01; break; case 256: bar = 2.99; break; case 257: bar = 2.98; break; case 258: bar = 2.97; break; case 259: bar = 2.96; break; case 260: bar = 2.94; break; case 261: bar = 2.93; break; case 262: bar = 2.92; break; case 263: bar = 2.91; break; case 264: bar = 2.89; break; case 265: bar = 2.88; break; case 266: bar = 2.87; break; case 267: bar = 2.86; break; case 268: bar = 2.85; break; case 269: bar = 2.83; break; case 270: bar = 2.82; break; case 271: bar = 2.81; break; case 272: bar = 2.8; break; case 273: bar = 2.79; break; case 274: bar = 2.78; break; case 275: bar = 2.77; break; case 276: bar = 2.76; break; case 277: bar = 2.74; break; case 278: bar = 2.73; break; case 279: bar = 2.72; break; case 280: bar = 2.71; break; case 281: bar = 2.7; break; case 282: bar = 2.69; break; case 283: bar = 2.68; break; case 284: bar = 2.67; break; case 285: bar = 2.66; break; case 286: bar = 2.65; break; case 287: bar = 2.64; break; case 288: bar = 2.63; break; case 289: bar = 2.62; break; case 290: bar = 2.61; break; case 291: bar = 2.6; break; case 292: bar = 2.59; break; case 293: bar = 2.58; break; case 294: bar = 2.57; break; case 295: bar = 2.56; break; case 296: bar = 2.55; break; case 297: bar = 2.54; break; case 298: bar = 2.53; break; case 299: bar = 2.52; break; case 300: bar = 2.51; break; case 301: bar = 2.5; break; case 302: bar = 2.49; break; case 303: bar = 2.48; break; case 304: bar = 2.47; break; case 305: bar = 2.46; break; case 306: bar = 2.45; break; case 307: bar = 2.44; break; case 308: bar = 2.43; break; case 309: bar = 2.42; break; case 310: bar = 2.41; break; case 311: bar = 2.41; break; case 312: bar = 2.4; break; case 313: bar = 2.39; break; case 314: bar = 2.38; break; case 315: bar = 2.37; break; case 316: bar = 2.36; break; case 317: bar = 2.35; break; case 318: bar = 2.34; break; case 319: bar = 2.34; break; case 320: bar = 2.33; break; case 321: bar = 2.32; break; case 322: bar = 2.31; break; case 323: bar = 2.3; break; case 324: bar = 2.29; break; case 325: bar = 2.28; break; case 326: bar = 2.28; break; case 327: bar = 2.27; break; case 328: bar = 2.26; break; case 329: bar = 2.25; break; case 330: bar = 2.24; break; case 331: bar = 2.24; break; case 332: bar = 2.23; break; case 333: bar = 2.22; break; case 334: bar = 2.21; break; case 335: bar = 2.2; break; case 336: bar = 2.2; break; case 337: bar = 2.19; break; case 338: bar = 2.18; break; case 339: bar = 2.17; break; case 340: bar = 2.17; break; case 341: bar = 2.16; break; case 342: bar = 2.15; break; case 343: bar = 2.14; break; case 344: bar = 2.13; break; case 345: bar = 2.13; break; case 346: bar = 2.12; break; case 347: bar = 2.11; break; case 348: bar = 2.11; break; case 349: bar = 2.1; break; case 350: bar = 2.09; break; case 351: bar = 2.08; break; case 352: bar = 2.08; break; case 353: bar = 2.07; break; case 354: bar = 2.06; break; case 355: bar = 2.05; break; case 356: bar = 2.05; break; case 357: bar = 2.04; break; case 358: bar = 2.03; break; case 359: bar = 2.03; break; case 360: bar = 2.02; break; case 361: bar = 2.01; break; case 362: bar = 2.01; break; case 363: bar = 2; break; case 364: bar = 1.99; break; case 365: bar = 1.99; break; case 366: bar = 1.98; break; case 367: bar = 1.97; break; case 368: bar = 1.97; break; case 369: bar = 1.96; break; case 370: bar = 1.95; break; case 371: bar = 1.95; break; case 372: bar = 1.94; break; case 373: bar = 1.93; break; case 374: bar = 1.93; break; case 375: bar = 1.92; break; case 376: bar = 1.91; break; case 377: bar = 1.91; break; case 378: bar = 1.9; break; case 379: bar = 1.89; break; case 380: bar = 1.89; break; case 381: bar = 1.88; break; case 382: bar = 1.88; break; case 383: bar = 1.87; break; case 384: bar = 1.86; break; case 385: bar = 1.86; break; case 386: bar = 1.85; break; case 387: bar = 1.85; break; case 388: bar = 1.84; break; case 389: bar = 1.83; break; case 390: bar = 1.83; break; case 391: bar = 1.82; break; case 392: bar = 1.82; break; case 393: bar = 1.81; break; case 394: bar = 1.8; break; case 395: bar = 1.8; break; case 396: bar = 1.79; break; case 397: bar = 1.79; break; case 398: bar = 1.78; break; case 399: bar = 1.77; break; case 400: bar = 1.77; break; case 401: bar = 1.76; break; case 402: bar = 1.76; break; case 403: bar = 1.75; break; case 404: bar = 1.75; break; case 405: bar = 1.74; break; case 406: bar = 1.73; break; case 407: bar = 1.73; break; case 408: bar = 1.72; break; case 409: bar = 1.72; break; case 410: bar = 1.71; break; case 411: bar = 1.71; break; case 412: bar = 1.7; break; case 413: bar = 1.7; break; case 414: bar = 1.69; break; case 415: bar = 1.69; break; case 416: bar = 1.68; break; case 417: bar = 1.67; break; case 418: bar = 1.67; break; case 419: bar = 1.66; break; case 420: bar = 1.66; break; case 421: bar = 1.65; break; case 422: bar = 1.65; break; case 423: bar = 1.64; break; case 424: bar = 1.64; break; case 425: bar = 1.63; break; case 426: bar = 1.63; break; case 427: bar = 1.62; break; case 428: bar = 1.62; break; case 429: bar = 1.61; break; case 430: bar = 1.61; break; case 431: bar = 1.6; break; case 432: bar = 1.6; break; case 433: bar = 1.59; break; case 434: bar = 1.59; break; case 435: bar = 1.58; break; case 436: bar = 1.58; break; case 437: bar = 1.57; break; case 438: bar = 1.57; break; case 439: bar = 1.56; break; case 440: bar = 1.56; break; case 441: bar = 1.55; break; case 442: bar = 1.55; break; case 443: bar = 1.54; break; case 444: bar = 1.54; break; case 445: bar = 1.53; break; case 446: bar = 1.53; break; case 447: bar = 1.53; break; case 448: bar = 1.52; break; case 449: bar = 1.52; break; case 450: bar = 1.51; break; case 451: bar = 1.51; break; case 452: bar = 1.5; break; case 453: bar = 1.5; break; case 454: bar = 1.49; break; case 455: bar = 1.49; break; case 456: bar = 1.48; break; case 457: bar = 1.48; break; case 458: bar = 1.47; break; case 459: bar = 1.47; break; case 460: bar = 1.47; break; case 461: bar = 1.46; break; case 462: bar = 1.46; break; case 463: bar = 1.45; break; case 464: bar = 1.45; break; case 465: bar = 1.44; break; case 466: bar = 1.44; break; case 467: bar = 1.44; break; case 468: bar = 1.43; break; case 469: bar = 1.43; break; case 470: bar = 1.42; break; case 471: bar = 1.42; break; case 472: bar = 1.41; break; case 473: bar = 1.41; break; case 474: bar = 1.41; break; case 475: bar = 1.4; break; case 476: bar = 1.4; break; case 477: bar = 1.39; break; case 478: bar = 1.39; break; case 479: bar = 1.38; break; case 480: bar = 1.38; break; case 481: bar = 1.38; break; case 482: bar = 1.37; break; case 483: bar = 1.37; break; case 484: bar = 1.36; break; case 485: bar = 1.36; break; case 486: bar = 1.36; break; case 487: bar = 1.35; break; case 488: bar = 1.35; break; case 489: bar = 1.34; break; case 490: bar = 1.34; break; case 491: bar = 1.34; break; case 492: bar = 1.33; break; case 493: bar = 1.33; break; case 494: bar = 1.32; break; case 495: bar = 1.32; break; case 496: bar = 1.32; break; case 497: bar = 1.31; break; case 498: bar = 1.31; break; case 499: bar = 1.3; break; case 500: bar = 1.3; break; case 501: bar = 1.3; break; case 502: bar = 1.29; break; case 503: bar = 1.29; break; case 504: bar = 1.29; break; case 505: bar = 1.28; break; case 506: bar = 1.28; break; case 507: bar = 1.27; break; case 508: bar = 1.27; break; case 509: bar = 1.27; break; case 510: bar = 1.26; break; case 511: bar = 1.26; break; case 512: bar = 1.26; break; case 513: bar = 1.25; break; case 514: bar = 1.25; break; case 515: bar = 1.24; break; case 516: bar = 1.24; break; case 517: bar = 1.24; break; case 518: bar = 1.23; break; case 519: bar = 1.23; break; case 520: bar = 1.23; break; case 521: bar = 1.22; break; case 522: bar = 1.22; break; case 523: bar = 1.22; break; case 524: bar = 1.21; break; case 525: bar = 1.21; break; case 526: bar = 1.21; break; case 527: bar = 1.2; break; case 528: bar = 1.2; break; case 529: bar = 1.2; break; case 530: bar = 1.19; break; case 531: bar = 1.19; break; case 532: bar = 1.18; break; case 533: bar = 1.18; break; case 534: bar = 1.18; break; case 535: bar = 1.17; break; case 536: bar = 1.17; break; case 537: bar = 1.17; break; case 538: bar = 1.16; break; case 539: bar = 1.16; break; case 540: bar = 1.16; break; case 541: bar = 1.15; break; case 542: bar = 1.15; break; case 543: bar = 1.15; break; case 544: bar = 1.14; break; case 545: bar = 1.14; break; case 546: bar = 1.14; break; case 547: bar = 1.13; break; case 548: bar = 1.13; break; case 549: bar = 1.13; break; case 550: bar = 1.12; break; case 551: bar = 1.12; break; case 552: bar = 1.12; break; case 553: bar = 1.12; break; case 554: bar = 1.11; break; case 555: bar = 1.11; break; case 556: bar = 1.11; break; case 557: bar = 1.1; break; case 558: bar = 1.1; break; case 559: bar = 1.1; break; case 560: bar = 1.09; break; case 561: bar = 1.09; break; case 562: bar = 1.09; break; case 563: bar = 1.08; break; case 564: bar = 1.08; break; case 565: bar = 1.08; break; case 566: bar = 1.07; break; case 567: bar = 1.07; break; case 568: bar = 1.07; break; case 569: bar = 1.07; break; case 570: bar = 1.06; break; case 571: bar = 1.06; break; case 572: bar = 1.06; break; case 573: bar = 1.05; break; case 574: bar = 1.05; break; case 575: bar = 1.05; break; case 576: bar = 1.04; break; case 577: bar = 1.04; break; case 578: bar = 1.04; break; case 579: bar = 1.04; break; case 580: bar = 1.03; break; case 581: bar = 1.03; break; case 582: bar = 1.03; break; case 583: bar = 1.02; break; case 584: bar = 1.02; break; case 585: bar = 1.02; break; case 586: bar = 1.02; break; case 587: bar = 1.01; break; case 588: bar = 1.01; break; case 589: bar = 1.01; break; case 590: bar = 1; break; case 591: bar = 1; break; case 592: bar = 1; break; case 593: bar = 1; break; case 594: bar = 0.99; break; case 595: bar = 0.99; break; case 596: bar = 0.99; break; case 597: bar = 0.98; break; case 598: bar = 0.98; break; case 599: bar = 0.98; break; case 600: bar = 0.98; break; case 601: bar = 0.97; break; case 602: bar = 0.97; break; case 603: bar = 0.97; break; case 604: bar = 0.96; break; case 605: bar = 0.96; break; case 606: bar = 0.96; break; case 607: bar = 0.96; break; case 608: bar = 0.95; break; case 609: bar = 0.95; break; case 610: bar = 0.95; break; case 611: bar = 0.95; break; case 612: bar = 0.94; break; case 613: bar = 0.94; break; case 614: bar = 0.94; break; case 615: bar = 0.94; break; case 616: bar = 0.93; break; case 617: bar = 0.93; break; case 618: bar = 0.93; break; case 619: bar = 0.92; break; case 620: bar = 0.92; break; case 621: bar = 0.92; break; case 622: bar = 0.92; break; case 623: bar = 0.91; break; case 624: bar = 0.91; break; case 625: bar = 0.91; break; case 626: bar = 0.91; break; case 627: bar = 0.9; break; case 628: bar = 0.9; break; case 629: bar = 0.9; break; case 630: bar = 0.9; break; case 631: bar = 0.89; break; case 632: bar = 0.89; break; case 633: bar = 0.89; break; case 634: bar = 0.89; break; case 635: bar = 0.88; break; case 636: bar = 0.88; break; case 637: bar = 0.88; break; case 638: bar = 0.88; break; case 639: bar = 0.87; break; case 640: bar = 0.87; break; case 641: bar = 0.87; break; case 642: bar = 0.87; break; case 643: bar = 0.86; break; case 644: bar = 0.86; break; case 645: bar = 0.86; break; case 646: bar = 0.86; break; case 647: bar = 0.85; break; case 648: bar = 0.85; break; case 649: bar = 0.85; break; case 650: bar = 0.85; break; case 651: bar = 0.84; break; case 652: bar = 0.84; break; case 653: bar = 0.84; break; case 654: bar = 0.84; break; case 655: bar = 0.84; break; case 656: bar = 0.83; break; case 657: bar = 0.83; break; case 658: bar = 0.83; break; case 659: bar = 0.83; break; case 660: bar = 0.82; break; case 661: bar = 0.82; break; case 662: bar = 0.82; break; case 663: bar = 0.82; break; case 664: bar = 0.81; break; case 665: bar = 0.81; break; case 666: bar = 0.81; break; case 667: bar = 0.81; break; case 668: bar = 0.81; break; case 669: bar = 0.8; break; case 670: bar = 0.8; break; case 671: bar = 0.8; break; case 672: bar = 0.8; break; case 673: bar = 0.79; break; case 674: bar = 0.79; break; case 675: bar = 0.79; break; case 676: bar = 0.79; break; case 677: bar = 0.78; break; case 678: bar = 0.78; break; case 679: bar = 0.78; break; case 680: bar = 0.78; break; case 681: bar = 0.78; break; case 682: bar = 0.77; break; case 683: bar = 0.77; break; case 684: bar = 0.77; break; case 685: bar = 0.77; break; case 686: bar = 0.77; break; case 687: bar = 0.76; break; case 688: bar = 0.76; break; case 689: bar = 0.76; break; case 690: bar = 0.76; break; case 691: bar = 0.75; break; case 692: bar = 0.75; break; case 693: bar = 0.75; break; case 694: bar = 0.75; break; case 695: bar = 0.75; break; case 696: bar = 0.74; break; case 697: bar = 0.74; break; case 698: bar = 0.74; break; case 699: bar = 0.74; break; case 700: bar = 0.74; break; case 701: bar = 0.73; break; case 702: bar = 0.73; break; case 703: bar = 0.73; break; case 704: bar = 0.73; break; case 705: bar = 0.72; break; case 706: bar = 0.72; break; case 707: bar = 0.72; break; case 708: bar = 0.72; break; case 709: bar = 0.72; break; case 710: bar = 0.71; break; case 711: bar = 0.71; break; case 712: bar = 0.71; break; case 713: bar = 0.71; break; case 714: bar = 0.71; break; case 715: bar = 0.7; break; case 716: bar = 0.7; break; case 717: bar = 0.7; break; case 718: bar = 0.7; break; case 719: bar = 0.7; break; case 720: bar = 0.69; break; case 721: bar = 0.69; break; case 722: bar = 0.69; break; case 723: bar = 0.69; break; case 724: bar = 0.69; break; case 725: bar = 0.68; break; case 726: bar = 0.68; break; case 727: bar = 0.68; break; case 728: bar = 0.68; break; case 729: bar = 0.68; break; case 730: bar = 0.67; break; case 731: bar = 0.67; break; case 732: bar = 0.67; break; case 733: bar = 0.67; break; case 734: bar = 0.67; break; case 735: bar = 0.67; break; case 736: bar = 0.66; break; case 737: bar = 0.66; break; case 738: bar = 0.66; break; case 739: bar = 0.66; break; case 740: bar = 0.66; break; case 741: bar = 0.65; break; case 742: bar = 0.65; break; case 743: bar = 0.65; break; case 744: bar = 0.65; break; case 745: bar = 0.65; break; case 746: bar = 0.64; break; case 747: bar = 0.64; break; case 748: bar = 0.64; break; case 749: bar = 0.64; break; case 750: bar = 0.64; break; case 751: bar = 0.64; break; case 752: bar = 0.63; break; case 753: bar = 0.63; break; case 754: bar = 0.63; break; case 755: bar = 0.63; break; case 756: bar = 0.63; break; case 757: bar = 0.62; break; case 758: bar = 0.62; break; case 759: bar = 0.62; break; case 760: bar = 0.62; break; case 761: bar = 0.62; break; case 762: bar = 0.61; break; case 763: bar = 0.61; break; case 764: bar = 0.61; break; case 765: bar = 0.61; break; case 766: bar = 0.61; break; case 767: bar = 0.61; break; case 768: bar = 0.6; break; case 769: bar = 0.6; break; case 770: bar = 0.6; break; case 771: bar = 0.6; break; case 772: bar = 0.6; break; case 773: bar = 0.6; break; case 774: bar = 0.59; break; case 775: bar = 0.59; break; case 776: bar = 0.59; break; case 777: bar = 0.59; break; case 778: bar = 0.59; break; case 779: bar = 0.59; break; case 780: bar = 0.58; break; case 781: bar = 0.58; break; case 782: bar = 0.58; break; case 783: bar = 0.58; break; case 784: bar = 0.58; break; case 785: bar = 0.57; break; case 786: bar = 0.57; break; case 787: bar = 0.57; break; case 788: bar = 0.57; break; case 789: bar = 0.57; break; case 790: bar = 0.57; break; case 791: bar = 0.56; break; case 792: bar = 0.56; break; case 793: bar = 0.56; break; case 794: bar = 0.56; break; case 795: bar = 0.56; break; case 796: bar = 0.56; break; case 797: bar = 0.55; break; case 798: bar = 0.55; break; case 799: bar = 0.55; break; case 800: bar = 0.55; break; case 801: bar = 0.55; break; case 802: bar = 0.55; break; case 803: bar = 0.54; break; case 804: bar = 0.54; break; case 805: bar = 0.54; break; case 806: bar = 0.54; break; case 807: bar = 0.54; break; case 808: bar = 0.54; break; case 809: bar = 0.53; break; case 810: bar = 0.53; break; case 811: bar = 0.53; break; case 812: bar = 0.53; break; case 813: bar = 0.53; break; case 814: bar = 0.53; break; case 815: bar = 0.53; break; case 816: bar = 0.52; break; case 817: bar = 0.52; break; case 818: bar = 0.52; break; case 819: bar = 0.52; break; case 820: bar = 0.52; break; case 821: bar = 0.52; break; case 822: bar = 0.51; break; case 823: bar = 0.51; break; case 824: bar = 0.51; break; case 825: bar = 0.51; break; case 826: bar = 0.51; break; case 827: bar = 0.51; break; case 828: bar = 0.5; break; case 829: bar = 0.5; break; case 830: bar = 0.5; break; case 831: bar = 0.5; break; case 832: bar = 0.5; break; case 833: bar = 0.5; break; case 834: bar = 0.5; break; case 835: bar = 0.49; break; case 836: bar = 0.49; break; case 837: bar = 0.49; break; case 838: bar = 0.49; break; case 839: bar = 0.49; break; case 840: bar = 0.49; break; case 841: bar = 0.48; break; case 842: bar = 0.48; break; case 843: bar = 0.48; break; case 844: bar = 0.48; break; case 845: bar = 0.48; break; case 846: bar = 0.48; break; case 847: bar = 0.48; break; case 848: bar = 0.47; break; case 849: bar = 0.47; break; case 850: bar = 0.47; break; case 851: bar = 0.47; break; case 852: bar = 0.47; break; case 853: bar = 0.47; break; case 854: bar = 0.47; break; case 855: bar = 0.46; break; case 856: bar = 0.46; break; case 857: bar = 0.46; break; case 858: bar = 0.46; break; case 859: bar = 0.46; break; case 860: bar = 0.46; break; case 861: bar = 0.46; break; case 862: bar = 0.45; break; case 863: bar = 0.45; break; case 864: bar = 0.45; break; case 865: bar = 0.45; break; case 866: bar = 0.45; break; case 867: bar = 0.45; break; case 868: bar = 0.45; break; case 869: bar = 0.44; break; case 870: bar = 0.44; break; case 871: bar = 0.44; break; case 872: bar = 0.44; break; case 873: bar = 0.44; break; case 874: bar = 0.44; break; case 875: bar = 0.44; break; case 876: bar = 0.43; break; case 877: bar = 0.43; break; case 878: bar = 0.43; break; case 879: bar = 0.43; break; case 880: bar = 0.43; break; case 881: bar = 0.43; break; case 882: bar = 0.43; break; case 883: bar = 0.42; break; case 884: bar = 0.42; break; case 885: bar = 0.42; break; case 886: bar = 0.42; break; case 887: bar = 0.42; break; case 888: bar = 0.42; break; case 889: bar = 0.42; break; case 890: bar = 0.41; break; case 891: bar = 0.41; break; case 892: bar = 0.41; break; case 893: bar = 0.41; break; case 894: bar = 0.41; break; case 895: bar = 0.41; break; case 896: bar = 0.41; break; case 897: bar = 0.41; break; case 898: bar = 0.4; break; case 899: bar = 0.4; break; case 900: bar = 0.4; break; case 901: bar = 0.4; break; case 902: bar = 0.4; break; case 903: bar = 0.4; break; case 904: bar = 0.4; break; case 905: bar = 0.39; break; case 906: bar = 0.39; break; case 907: bar = 0.39; break; case 908: bar = 0.39; break; case 909: bar = 0.39; break; case 910: bar = 0.39; break; case 911: bar = 0.39; break; case 912: bar = 0.39; break; case 913: bar = 0.38; break; case 914: bar = 0.38; break; case 915: bar = 0.38; break; case 916: bar = 0.38; break; case 917: bar = 0.38; break; case 918: bar = 0.38; break; case 919: bar = 0.38; break; case 920: bar = 0.38; break; case 921: bar = 0.37; break; case 922: bar = 0.37; break; case 923: bar = 0.37; break; case 924: bar = 0.37; break; case 925: bar = 0.37; break; case 926: bar = 0.37; break; case 927: bar = 0.37; break; case 928: bar = 0.37; break; case 929: bar = 0.36; break; case 930: bar = 0.36; break; case 931: bar = 0.36; break; case 932: bar = 0.36; break; case 933: bar = 0.36; break; case 934: bar = 0.36; break; case 935: bar = 0.36; break; case 936: bar = 0.36; break; case 937: bar = 0.35; break; case 938: bar = 0.35; break; case 939: bar = 0.35; break; case 940: bar = 0.35; break; case 941: bar = 0.35; break; case 942: bar = 0.35; break; case 943: bar = 0.35; break; case 944: bar = 0.35; break; case 945: bar = 0.34; break; case 946: bar = 0.34; break; case 947: bar = 0.34; break; case 948: bar = 0.34; break; case 949: bar = 0.34; break; case 950: bar = 0.34; break; case 951: bar = 0.34; break; case 952: bar = 0.34; break; case 953: bar = 0.33; break; case 954: bar = 0.33; break; case 955: bar = 0.33; break; case 956: bar = 0.33; break; case 957: bar = 0.33; break; case 958: bar = 0.33; break; case 959: bar = 0.33; break; case 960: bar = 0.33; break; case 961: bar = 0.32; break; case 962: bar = 0.32; break; case 963: bar = 0.32; break; case 964: bar = 0.32; break; case 965: bar = 0.32; break; case 966: bar = 0.32; break; case 967: bar = 0.32; break; case 968: bar = 0.32; break; case 969: bar = 0.32; break; case 970: bar = 0.31; break; case 971: bar = 0.31; break; case 972: bar = 0.31; break; case 973: bar = 0.31; break; case 974: bar = 0.31; break; case 975: bar = 0.31; break; case 976: bar = 0.31; break; case 977: bar = 0.31; break; case 978: bar = 0.3; break; case 979: bar = 0.3; break; case 980: bar = 0.3; break; case 981: bar = 0.3; break; case 982: bar = 0.3; break; case 983: bar = 0.3; break; case 984: bar = 0.3; break; case 985: bar = 0.3; break; case 986: bar = 0.3; break; case 987: bar = 0.29; break; case 988: bar = 0.29; break; case 989: bar = 0.29; break; case 990: bar = 0.29; break; case 991: bar = 0.29; break; case 992: bar = 0.29; break; case 993: bar = 0.29; break; case 994: bar = 0.29; break; case 995: bar = 0.29; break; case 996: bar = 0.28; break; case 997: bar = 0.28; break; case 998: bar = 0.28; break; case 999: bar = 0.28; break; case 1000: bar = 0.28; break; case 1001: bar = 0.28; break; case 1002: bar = 0.28; break; case 1003: bar = 0.28; break; case 1004: bar = 0.28; break; case 1005: bar = 0.27; break; case 1006: bar = 0.27; break; case 1007: bar = 0.27; break; case 1008: bar = 0.27; break; case 1009: bar = 0.27; break; case 1010: bar = 0.27; break; case 1011: bar = 0.27; break; case 1012: bar = 0.27; break; case 1013: bar = 0.27; break; case 1014: bar = 0.26; break; case 1015: bar = 0.26; break; case 1016: bar = 0.26; break; case 1017: bar = 0.26; break; case 1018: bar = 0.26; break; case 1019: bar = 0.26; break; case 1020: bar = 0.26; break; case 1021: bar = 0.26; break; case 1022: bar = 0.26; break; case 1023: bar = 0.26; break; case 1024: bar = 0.25; break;
case 67: bar = 10.74; break; | case 67: bar = 10.74; break; case 68: bar = 10.6; break; case 69: bar = 10.47; break; case 70: bar = 10.34; break; case 71: bar = 10.21; break; case 72: bar = 10.09; break; case 73: bar = 9.97; break; case 74: bar = 9.85; break; case 75: bar = 9.73; break; case 76: bar = 9.62; break; case 77: bar = 9.51; break; case 78: bar = 9.4; break; case 79: bar = 9.3; break; case 80: bar = 9.19; break; case 81: bar = 9.09; break; case 82: bar = 9; break; case 83: bar = 8.9; break; case 84: bar = 8.81; break; case 85: bar = 8.71; break; case 86: bar = 8.62; break; case 87: bar = 8.53; break; case 88: bar = 8.45; break; case 89: bar = 8.36; break; case 90: bar = 8.28; break; case 91: bar = 8.2; break; case 92: bar = 8.12; break; case 93: bar = 8.04; break; case 94: bar = 7.96; break; case 95: bar = 7.89; break; case 96: bar = 7.81; break; case 97: bar = 7.74; break; case 98: bar = 7.67; break; case 99: bar = 7.6; break; case 100: bar = 7.53; break; case 101: bar = 7.46; break; case 102: bar = 7.4; break; case 103: bar = 7.33; break; case 104: bar = 7.27; break; case 105: bar = 7.2; break; case 106: bar = 7.14; break; case 107: bar = 7.08; break; case 108: bar = 7.02; break; case 109: bar = 6.96; break; case 110: bar = 6.9; break; case 111: bar = 6.85; break; case 112: bar = 6.79; break; case 113: bar = 6.74; break; case 114: bar = 6.68; break; case 115: bar = 6.63; break; case 116: bar = 6.57; break; case 117: bar = 6.52; break; case 118: bar = 6.47; break; case 119: bar = 6.42; break; case 120: bar = 6.37; break; case 121: bar = 6.32; break; case 122: bar = 6.27; break; case 123: bar = 6.23; break; case 124: bar = 6.18; break; case 125: bar = 6.13; break; case 126: bar = 6.09; break; case 127: bar = 6.04; break; case 128: bar = 6; break; case 129: bar = 5.95; break; case 130: bar = 5.91; break; case 131: bar = 5.87; break; case 132: bar = 5.83; break; case 133: bar = 5.79; break; case 134: bar = 5.75; break; case 135: bar = 5.71; break; case 136: bar = 5.67; break; case 137: bar = 5.63; break; case 138: bar = 5.59; break; case 139: bar = 5.55; break; case 140: bar = 5.51; break; case 141: bar = 5.47; break; case 142: bar = 5.44; break; case 143: bar = 5.4; break; case 144: bar = 5.37; break; case 145: bar = 5.33; break; case 146: bar = 5.3; break; case 147: bar = 5.26; break; case 148: bar = 5.23; break; case 149: bar = 5.19; break; case 150: bar = 5.16; break; case 151: bar = 5.13; break; case 152: bar = 5.09; break; case 153: bar = 5.06; break; case 154: bar = 5.03; break; case 155: bar = 5; break; case 156: bar = 4.97; break; case 157: bar = 4.94; break; case 158: bar = 4.91; break; case 159: bar = 4.88; break; case 160: bar = 4.85; break; case 161: bar = 4.82; break; case 162: bar = 4.79; break; case 163: bar = 4.76; break; case 164: bar = 4.73; break; case 165: bar = 4.7; break; case 166: bar = 4.68; break; case 167: bar = 4.65; break; case 168: bar = 4.62; break; case 169: bar = 4.59; break; case 170: bar = 4.57; break; case 171: bar = 4.54; break; case 172: bar = 4.52; break; case 173: bar = 4.49; break; case 174: bar = 4.46; break; case 175: bar = 4.44; break; case 176: bar = 4.41; break; case 177: bar = 4.39; break; case 178: bar = 4.36; break; case 179: bar = 4.34; break; case 180: bar = 4.32; break; case 181: bar = 4.29; break; case 182: bar = 4.27; break; case 183: bar = 4.25; break; case 184: bar = 4.22; break; case 185: bar = 4.2; break; case 186: bar = 4.18; break; case 187: bar = 4.15; break; case 188: bar = 4.13; break; case 189: bar = 4.11; break; case 190: bar = 4.09; break; case 191: bar = 4.07; break; case 192: bar = 4.05; break; case 193: bar = 4.02; break; case 194: bar = 4; break; case 195: bar = 3.98; break; case 196: bar = 3.96; break; case 197: bar = 3.94; break; case 198: bar = 3.92; break; case 199: bar = 3.9; break; case 200: bar = 3.88; break; case 201: bar = 3.86; break; case 202: bar = 3.84; break; case 203: bar = 3.82; break; case 204: bar = 3.8; break; case 205: bar = 3.78; break; case 206: bar = 3.77; break; case 207: bar = 3.75; break; case 208: bar = 3.73; break; case 209: bar = 3.71; break; case 210: bar = 3.69; break; case 211: bar = 3.67; break; case 212: bar = 3.66; break; case 213: bar = 3.64; break; case 214: bar = 3.62; break; case 215: bar = 3.6; break; case 216: bar = 3.59; break; case 217: bar = 3.57; break; case 218: bar = 3.55; break; case 219: bar = 3.53; break; case 220: bar = 3.52; break; case 221: bar = 3.5; break; case 222: bar = 3.48; break; case 223: bar = 3.47; break; case 224: bar = 3.45; break; case 225: bar = 3.44; break; case 226: bar = 3.42; break; case 227: bar = 3.4; break; case 228: bar = 3.39; break; case 229: bar = 3.37; break; case 230: bar = 3.36; break; case 231: bar = 3.34; break; case 232: bar = 3.33; break; case 233: bar = 3.31; break; case 234: bar = 3.3; break; case 235: bar = 3.28; break; case 236: bar = 3.27; break; case 237: bar = 3.25; break; case 238: bar = 3.24; break; case 239: bar = 3.22; break; case 240: bar = 3.21; break; case 241: bar = 3.19; break; case 242: bar = 3.18; break; case 243: bar = 3.17; break; case 244: bar = 3.15; break; case 245: bar = 3.14; break; case 246: bar = 3.12; break; case 247: bar = 3.11; break; case 248: bar = 3.1; break; case 249: bar = 3.08; break; case 250: bar = 3.07; break; case 251: bar = 3.06; break; case 252: bar = 3.04; break; case 253: bar = 3.03; break; case 254: bar = 3.02; break; case 255: bar = 3.01; break; case 256: bar = 2.99; break; case 257: bar = 2.98; break; case 258: bar = 2.97; break; case 259: bar = 2.96; break; case 260: bar = 2.94; break; case 261: bar = 2.93; break; case 262: bar = 2.92; break; case 263: bar = 2.91; break; case 264: bar = 2.89; break; case 265: bar = 2.88; break; case 266: bar = 2.87; break; case 267: bar = 2.86; break; case 268: bar = 2.85; break; case 269: bar = 2.83; break; case 270: bar = 2.82; break; case 271: bar = 2.81; break; case 272: bar = 2.8; break; case 273: bar = 2.79; break; case 274: bar = 2.78; break; case 275: bar = 2.77; break; case 276: bar = 2.76; break; case 277: bar = 2.74; break; case 278: bar = 2.73; break; case 279: bar = 2.72; break; case 280: bar = 2.71; break; case 281: bar = 2.7; break; case 282: bar = 2.69; break; case 283: bar = 2.68; break; case 284: bar = 2.67; break; case 285: bar = 2.66; break; case 286: bar = 2.65; break; case 287: bar = 2.64; break; case 288: bar = 2.63; break; case 289: bar = 2.62; break; case 290: bar = 2.61; break; case 291: bar = 2.6; break; case 292: bar = 2.59; break; case 293: bar = 2.58; break; case 294: bar = 2.57; break; case 295: bar = 2.56; break; case 296: bar = 2.55; break; case 297: bar = 2.54; break; case 298: bar = 2.53; break; case 299: bar = 2.52; break; case 300: bar = 2.51; break; case 301: bar = 2.5; break; case 302: bar = 2.49; break; case 303: bar = 2.48; break; case 304: bar = 2.47; break; case 305: bar = 2.46; break; case 306: bar = 2.45; break; case 307: bar = 2.44; break; case 308: bar = 2.43; break; case 309: bar = 2.42; break; case 310: bar = 2.41; break; case 311: bar = 2.41; break; case 312: bar = 2.4; break; case 313: bar = 2.39; break; case 314: bar = 2.38; break; case 315: bar = 2.37; break; case 316: bar = 2.36; break; case 317: bar = 2.35; break; case 318: bar = 2.34; break; case 319: bar = 2.34; break; case 320: bar = 2.33; break; case 321: bar = 2.32; break; case 322: bar = 2.31; break; case 323: bar = 2.3; break; case 324: bar = 2.29; break; case 325: bar = 2.28; break; case 326: bar = 2.28; break; case 327: bar = 2.27; break; case 328: bar = 2.26; break; case 329: bar = 2.25; break; case 330: bar = 2.24; break; case 331: bar = 2.24; break; case 332: bar = 2.23; break; case 333: bar = 2.22; break; case 334: bar = 2.21; break; case 335: bar = 2.2; break; case 336: bar = 2.2; break; case 337: bar = 2.19; break; case 338: bar = 2.18; break; case 339: bar = 2.17; break; case 340: bar = 2.17; break; case 341: bar = 2.16; break; case 342: bar = 2.15; break; case 343: bar = 2.14; break; case 344: bar = 2.13; break; case 345: bar = 2.13; break; case 346: bar = 2.12; break; case 347: bar = 2.11; break; case 348: bar = 2.11; break; case 349: bar = 2.1; break; case 350: bar = 2.09; break; case 351: bar = 2.08; break; case 352: bar = 2.08; break; case 353: bar = 2.07; break; case 354: bar = 2.06; break; case 355: bar = 2.05; break; case 356: bar = 2.05; break; case 357: bar = 2.04; break; case 358: bar = 2.03; break; case 359: bar = 2.03; break; case 360: bar = 2.02; break; case 361: bar = 2.01; break; case 362: bar = 2.01; break; case 363: bar = 2; break; case 364: bar = 1.99; break; case 365: bar = 1.99; break; case 366: bar = 1.98; break; case 367: bar = 1.97; break; case 368: bar = 1.97; break; case 369: bar = 1.96; break; case 370: bar = 1.95; break; case 371: bar = 1.95; break; case 372: bar = 1.94; break; case 373: bar = 1.93; break; case 374: bar = 1.93; break; case 375: bar = 1.92; break; case 376: bar = 1.91; break; case 377: bar = 1.91; break; case 378: bar = 1.9; break; case 379: bar = 1.89; break; case 380: bar = 1.89; break; case 381: bar = 1.88; break; case 382: bar = 1.88; break; case 383: bar = 1.87; break; case 384: bar = 1.86; break; case 385: bar = 1.86; break; case 386: bar = 1.85; break; case 387: bar = 1.85; break; case 388: bar = 1.84; break; case 389: bar = 1.83; break; case 390: bar = 1.83; break; case 391: bar = 1.82; break; case 392: bar = 1.82; break; case 393: bar = 1.81; break; case 394: bar = 1.8; break; case 395: bar = 1.8; break; case 396: bar = 1.79; break; case 397: bar = 1.79; break; case 398: bar = 1.78; break; case 399: bar = 1.77; break; case 400: bar = 1.77; break; case 401: bar = 1.76; break; case 402: bar = 1.76; break; case 403: bar = 1.75; break; case 404: bar = 1.75; break; case 405: bar = 1.74; break; case 406: bar = 1.73; break; case 407: bar = 1.73; break; case 408: bar = 1.72; break; case 409: bar = 1.72; break; case 410: bar = 1.71; break; case 411: bar = 1.71; break; case 412: bar = 1.7; break; case 413: bar = 1.7; break; case 414: bar = 1.69; break; case 415: bar = 1.69; break; case 416: bar = 1.68; break; case 417: bar = 1.67; break; case 418: bar = 1.67; break; case 419: bar = 1.66; break; case 420: bar = 1.66; break; case 421: bar = 1.65; break; case 422: bar = 1.65; break; case 423: bar = 1.64; break; case 424: bar = 1.64; break; case 425: bar = 1.63; break; case 426: bar = 1.63; break; case 427: bar = 1.62; break; case 428: bar = 1.62; break; case 429: bar = 1.61; break; case 430: bar = 1.61; break; case 431: bar = 1.6; break; case 432: bar = 1.6; break; case 433: bar = 1.59; break; case 434: bar = 1.59; break; case 435: bar = 1.58; break; case 436: bar = 1.58; break; case 437: bar = 1.57; break; case 438: bar = 1.57; break; case 439: bar = 1.56; break; case 440: bar = 1.56; break; case 441: bar = 1.55; break; case 442: bar = 1.55; break; case 443: bar = 1.54; break; case 444: bar = 1.54; break; case 445: bar = 1.53; break; case 446: bar = 1.53; break; case 447: bar = 1.53; break; case 448: bar = 1.52; break; case 449: bar = 1.52; break; case 450: bar = 1.51; break; case 451: bar = 1.51; break; case 452: bar = 1.5; break; case 453: bar = 1.5; break; case 454: bar = 1.49; break; case 455: bar = 1.49; break; case 456: bar = 1.48; break; case 457: bar = 1.48; break; case 458: bar = 1.47; break; case 459: bar = 1.47; break; case 460: bar = 1.47; break; case 461: bar = 1.46; break; case 462: bar = 1.46; break; case 463: bar = 1.45; break; case 464: bar = 1.45; break; case 465: bar = 1.44; break; case 466: bar = 1.44; break; case 467: bar = 1.44; break; case 468: bar = 1.43; break; case 469: bar = 1.43; break; case 470: bar = 1.42; break; case 471: bar = 1.42; break; case 472: bar = 1.41; break; case 473: bar = 1.41; break; case 474: bar = 1.41; break; case 475: bar = 1.4; break; case 476: bar = 1.4; break; case 477: bar = 1.39; break; case 478: bar = 1.39; break; case 479: bar = 1.38; break; case 480: bar = 1.38; break; case 481: bar = 1.38; break; case 482: bar = 1.37; break; case 483: bar = 1.37; break; case 484: bar = 1.36; break; case 485: bar = 1.36; break; case 486: bar = 1.36; break; case 487: bar = 1.35; break; case 488: bar = 1.35; break; case 489: bar = 1.34; break; case 490: bar = 1.34; break; case 491: bar = 1.34; break; case 492: bar = 1.33; break; case 493: bar = 1.33; break; case 494: bar = 1.32; break; case 495: bar = 1.32; break; case 496: bar = 1.32; break; case 497: bar = 1.31; break; case 498: bar = 1.31; break; case 499: bar = 1.3; break; case 500: bar = 1.3; break; case 501: bar = 1.3; break; case 502: bar = 1.29; break; case 503: bar = 1.29; break; case 504: bar = 1.29; break; case 505: bar = 1.28; break; case 506: bar = 1.28; break; case 507: bar = 1.27; break; case 508: bar = 1.27; break; case 509: bar = 1.27; break; case 510: bar = 1.26; break; case 511: bar = 1.26; break; case 512: bar = 1.26; break; case 513: bar = 1.25; break; case 514: bar = 1.25; break; case 515: bar = 1.24; break; case 516: bar = 1.24; break; case 517: bar = 1.24; break; case 518: bar = 1.23; break; case 519: bar = 1.23; break; case 520: bar = 1.23; break; case 521: bar = 1.22; break; case 522: bar = 1.22; break; case 523: bar = 1.22; break; case 524: bar = 1.21; break; case 525: bar = 1.21; break; case 526: bar = 1.21; break; case 527: bar = 1.2; break; case 528: bar = 1.2; break; case 529: bar = 1.2; break; case 530: bar = 1.19; break; case 531: bar = 1.19; break; case 532: bar = 1.18; break; case 533: bar = 1.18; break; case 534: bar = 1.18; break; case 535: bar = 1.17; break; case 536: bar = 1.17; break; case 537: bar = 1.17; break; case 538: bar = 1.16; break; case 539: bar = 1.16; break; case 540: bar = 1.16; break; case 541: bar = 1.15; break; case 542: bar = 1.15; break; case 543: bar = 1.15; break; case 544: bar = 1.14; break; case 545: bar = 1.14; break; case 546: bar = 1.14; break; case 547: bar = 1.13; break; case 548: bar = 1.13; break; case 549: bar = 1.13; break; case 550: bar = 1.12; break; case 551: bar = 1.12; break; case 552: bar = 1.12; break; case 553: bar = 1.12; break; case 554: bar = 1.11; break; case 555: bar = 1.11; break; case 556: bar = 1.11; break; case 557: bar = 1.1; break; case 558: bar = 1.1; break; case 559: bar = 1.1; break; case 560: bar = 1.09; break; case 561: bar = 1.09; break; case 562: bar = 1.09; break; case 563: bar = 1.08; break; case 564: bar = 1.08; break; case 565: bar = 1.08; break; case 566: bar = 1.07; break; case 567: bar = 1.07; break; case 568: bar = 1.07; break; case 569: bar = 1.07; break; case 570: bar = 1.06; break; case 571: bar = 1.06; break; case 572: bar = 1.06; break; case 573: bar = 1.05; break; case 574: bar = 1.05; break; case 575: bar = 1.05; break; case 576: bar = 1.04; break; case 577: bar = 1.04; break; case 578: bar = 1.04; break; case 579: bar = 1.04; break; case 580: bar = 1.03; break; case 581: bar = 1.03; break; case 582: bar = 1.03; break; case 583: bar = 1.02; break; case 584: bar = 1.02; break; case 585: bar = 1.02; break; case 586: bar = 1.02; break; case 587: bar = 1.01; break; case 588: bar = 1.01; break; case 589: bar = 1.01; break; case 590: bar = 1; break; case 591: bar = 1; break; case 592: bar = 1; break; case 593: bar = 1; break; case 594: bar = 0.99; break; case 595: bar = 0.99; break; case 596: bar = 0.99; break; case 597: bar = 0.98; break; case 598: bar = 0.98; break; case 599: bar = 0.98; break; case 600: bar = 0.98; break; case 601: bar = 0.97; break; case 602: bar = 0.97; break; case 603: bar = 0.97; break; case 604: bar = 0.96; break; case 605: bar = 0.96; break; case 606: bar = 0.96; break; case 607: bar = 0.96; break; case 608: bar = 0.95; break; case 609: bar = 0.95; break; case 610: bar = 0.95; break; case 611: bar = 0.95; break; case 612: bar = 0.94; break; case 613: bar = 0.94; break; case 614: bar = 0.94; break; case 615: bar = 0.94; break; case 616: bar = 0.93; break; case 617: bar = 0.93; break; case 618: bar = 0.93; break; case 619: bar = 0.92; break; case 620: bar = 0.92; break; case 621: bar = 0.92; break; case 622: bar = 0.92; break; case 623: bar = 0.91; break; case 624: bar = 0.91; break; case 625: bar = 0.91; break; case 626: bar = 0.91; break; case 627: bar = 0.9; break; case 628: bar = 0.9; break; case 629: bar = 0.9; break; case 630: bar = 0.9; break; case 631: bar = 0.89; break; case 632: bar = 0.89; break; case 633: bar = 0.89; break; case 634: bar = 0.89; break; case 635: bar = 0.88; break; case 636: bar = 0.88; break; case 637: bar = 0.88; break; case 638: bar = 0.88; break; case 639: bar = 0.87; break; case 640: bar = 0.87; break; case 641: bar = 0.87; break; case 642: bar = 0.87; break; case 643: bar = 0.86; break; case 644: bar = 0.86; break; case 645: bar = 0.86; break; case 646: bar = 0.86; break; case 647: bar = 0.85; break; case 648: bar = 0.85; break; case 649: bar = 0.85; break; case 650: bar = 0.85; break; case 651: bar = 0.84; break; case 652: bar = 0.84; break; case 653: bar = 0.84; break; case 654: bar = 0.84; break; case 655: bar = 0.84; break; case 656: bar = 0.83; break; case 657: bar = 0.83; break; case 658: bar = 0.83; break; case 659: bar = 0.83; break; case 660: bar = 0.82; break; case 661: bar = 0.82; break; case 662: bar = 0.82; break; case 663: bar = 0.82; break; case 664: bar = 0.81; break; case 665: bar = 0.81; break; case 666: bar = 0.81; break; case 667: bar = 0.81; break; case 668: bar = 0.81; break; case 669: bar = 0.8; break; case 670: bar = 0.8; break; case 671: bar = 0.8; break; case 672: bar = 0.8; break; case 673: bar = 0.79; break; case 674: bar = 0.79; break; case 675: bar = 0.79; break; case 676: bar = 0.79; break; case 677: bar = 0.78; break; case 678: bar = 0.78; break; case 679: bar = 0.78; break; case 680: bar = 0.78; break; case 681: bar = 0.78; break; case 682: bar = 0.77; break; case 683: bar = 0.77; break; case 684: bar = 0.77; break; case 685: bar = 0.77; break; case 686: bar = 0.77; break; case 687: bar = 0.76; break; case 688: bar = 0.76; break; case 689: bar = 0.76; break; case 690: bar = 0.76; break; case 691: bar = 0.75; break; case 692: bar = 0.75; break; case 693: bar = 0.75; break; case 694: bar = 0.75; break; case 695: bar = 0.75; break; case 696: bar = 0.74; break; case 697: bar = 0.74; break; case 698: bar = 0.74; break; case 699: bar = 0.74; break; case 700: bar = 0.74; break; case 701: bar = 0.73; break; case 702: bar = 0.73; break; case 703: bar = 0.73; break; case 704: bar = 0.73; break; case 705: bar = 0.72; break; case 706: bar = 0.72; break; case 707: bar = 0.72; break; case 708: bar = 0.72; break; case 709: bar = 0.72; break; case 710: bar = 0.71; break; case 711: bar = 0.71; break; case 712: bar = 0.71; break; case 713: bar = 0.71; break; case 714: bar = 0.71; break; case 715: bar = 0.7; break; case 716: bar = 0.7; break; case 717: bar = 0.7; break; case 718: bar = 0.7; break; case 719: bar = 0.7; break; case 720: bar = 0.69; break; case 721: bar = 0.69; break; case 722: bar = 0.69; break; case 723: bar = 0.69; break; case 724: bar = 0.69; break; case 725: bar = 0.68; break; case 726: bar = 0.68; break; case 727: bar = 0.68; break; case 728: bar = 0.68; break; case 729: bar = 0.68; break; case 730: bar = 0.67; break; case 731: bar = 0.67; break; case 732: bar = 0.67; break; case 733: bar = 0.67; break; case 734: bar = 0.67; break; case 735: bar = 0.67; break; case 736: bar = 0.66; break; case 737: bar = 0.66; break; case 738: bar = 0.66; break; case 739: bar = 0.66; break; case 740: bar = 0.66; break; case 741: bar = 0.65; break; case 742: bar = 0.65; break; case 743: bar = 0.65; break; case 744: bar = 0.65; break; case 745: bar = 0.65; break; case 746: bar = 0.64; break; case 747: bar = 0.64; break; case 748: bar = 0.64; break; case 749: bar = 0.64; break; case 750: bar = 0.64; break; case 751: bar = 0.64; break; case 752: bar = 0.63; break; case 753: bar = 0.63; break; case 754: bar = 0.63; break; case 755: bar = 0.63; break; case 756: bar = 0.63; break; case 757: bar = 0.62; break; case 758: bar = 0.62; break; case 759: bar = 0.62; break; case 760: bar = 0.62; break; case 761: bar = 0.62; break; case 762: bar = 0.61; break; case 763: bar = 0.61; break; case 764: bar = 0.61; break; case 765: bar = 0.61; break; case 766: bar = 0.61; break; case 767: bar = 0.61; break; case 768: bar = 0.6; break; case 769: bar = 0.6; break; case 770: bar = 0.6; break; case 771: bar = 0.6; break; case 772: bar = 0.6; break; case 773: bar = 0.6; break; case 774: bar = 0.59; break; case 775: bar = 0.59; break; case 776: bar = 0.59; break; case 777: bar = 0.59; break; case 778: bar = 0.59; break; case 779: bar = 0.59; break; case 780: bar = 0.58; break; case 781: bar = 0.58; break; case 782: bar = 0.58; break; case 783: bar = 0.58; break; case 784: bar = 0.58; break; case 785: bar = 0.57; break; case 786: bar = 0.57; break; case 787: bar = 0.57; break; case 788: bar = 0.57; break; case 789: bar = 0.57; break; case 790: bar = 0.57; break; case 791: bar = 0.56; break; case 792: bar = 0.56; break; case 793: bar = 0.56; break; case 794: bar = 0.56; break; case 795: bar = 0.56; break; case 796: bar = 0.56; break; case 797: bar = 0.55; break; case 798: bar = 0.55; break; case 799: bar = 0.55; break; case 800: bar = 0.55; break; case 801: bar = 0.55; break; case 802: bar = 0.55; break; case 803: bar = 0.54; break; case 804: bar = 0.54; break; case 805: bar = 0.54; break; case 806: bar = 0.54; break; case 807: bar = 0.54; break; case 808: bar = 0.54; break; case 809: bar = 0.53; break; case 810: bar = 0.53; break; case 811: bar = 0.53; break; case 812: bar = 0.53; break; case 813: bar = 0.53; break; case 814: bar = 0.53; break; case 815: bar = 0.53; break; case 816: bar = 0.52; break; case 817: bar = 0.52; break; case 818: bar = 0.52; break; case 819: bar = 0.52; break; case 820: bar = 0.52; break; case 821: bar = 0.52; break; case 822: bar = 0.51; break; case 823: bar = 0.51; break; case 824: bar = 0.51; break; case 825: bar = 0.51; break; case 826: bar = 0.51; break; case 827: bar = 0.51; break; case 828: bar = 0.5; break; case 829: bar = 0.5; break; case 830: bar = 0.5; break; case 831: bar = 0.5; break; case 832: bar = 0.5; break; case 833: bar = 0.5; break; case 834: bar = 0.5; break; case 835: bar = 0.49; break; case 836: bar = 0.49; break; case 837: bar = 0.49; break; case 838: bar = 0.49; break; case 839: bar = 0.49; break; case 840: bar = 0.49; break; case 841: bar = 0.48; break; case 842: bar = 0.48; break; case 843: bar = 0.48; break; case 844: bar = 0.48; break; case 845: bar = 0.48; break; case 846: bar = 0.48; break; case 847: bar = 0.48; break; case 848: bar = 0.47; break; case 849: bar = 0.47; break; case 850: bar = 0.47; break; case 851: bar = 0.47; break; case 852: bar = 0.47; break; case 853: bar = 0.47; break; case 854: bar = 0.47; break; case 855: bar = 0.46; break; case 856: bar = 0.46; break; case 857: bar = 0.46; break; case 858: bar = 0.46; break; case 859: bar = 0.46; break; case 860: bar = 0.46; break; case 861: bar = 0.46; break; case 862: bar = 0.45; break; case 863: bar = 0.45; break; case 864: bar = 0.45; break; case 865: bar = 0.45; break; case 866: bar = 0.45; break; case 867: bar = 0.45; break; case 868: bar = 0.45; break; case 869: bar = 0.44; break; case 870: bar = 0.44; break; case 871: bar = 0.44; break; case 872: bar = 0.44; break; case 873: bar = 0.44; break; case 874: bar = 0.44; break; case 875: bar = 0.44; break; case 876: bar = 0.43; break; case 877: bar = 0.43; break; case 878: bar = 0.43; break; case 879: bar = 0.43; break; case 880: bar = 0.43; break; case 881: bar = 0.43; break; case 882: bar = 0.43; break; case 883: bar = 0.42; break; case 884: bar = 0.42; break; case 885: bar = 0.42; break; case 886: bar = 0.42; break; case 887: bar = 0.42; break; case 888: bar = 0.42; break; case 889: bar = 0.42; break; case 890: bar = 0.41; break; case 891: bar = 0.41; break; case 892: bar = 0.41; break; case 893: bar = 0.41; break; case 894: bar = 0.41; break; case 895: bar = 0.41; break; case 896: bar = 0.41; break; case 897: bar = 0.41; break; case 898: bar = 0.4; break; case 899: bar = 0.4; break; case 900: bar = 0.4; break; case 901: bar = 0.4; break; case 902: bar = 0.4; break; case 903: bar = 0.4; break; case 904: bar = 0.4; break; case 905: bar = 0.39; break; case 906: bar = 0.39; break; case 907: bar = 0.39; break; case 908: bar = 0.39; break; case 909: bar = 0.39; break; case 910: bar = 0.39; break; case 911: bar = 0.39; break; case 912: bar = 0.39; break; case 913: bar = 0.38; break; case 914: bar = 0.38; break; case 915: bar = 0.38; break; case 916: bar = 0.38; break; case 917: bar = 0.38; break; case 918: bar = 0.38; break; case 919: bar = 0.38; break; case 920: bar = 0.38; break; case 921: bar = 0.37; break; case 922: bar = 0.37; break; case 923: bar = 0.37; break; case 924: bar = 0.37; break; case 925: bar = 0.37; break; case 926: bar = 0.37; break; case 927: bar = 0.37; break; case 928: bar = 0.37; break; case 929: bar = 0.36; break; case 930: bar = 0.36; break; case 931: bar = 0.36; break; case 932: bar = 0.36; break; case 933: bar = 0.36; break; case 934: bar = 0.36; break; case 935: bar = 0.36; break; case 936: bar = 0.36; break; case 937: bar = 0.35; break; case 938: bar = 0.35; break; case 939: bar = 0.35; break; case 940: bar = 0.35; break; case 941: bar = 0.35; break; case 942: bar = 0.35; break; case 943: bar = 0.35; break; case 944: bar = 0.35; break; case 945: bar = 0.34; break; case 946: bar = 0.34; break; case 947: bar = 0.34; break; case 948: bar = 0.34; break; case 949: bar = 0.34; break; case 950: bar = 0.34; break; case 951: bar = 0.34; break; case 952: bar = 0.34; break; case 953: bar = 0.33; break; case 954: bar = 0.33; break; case 955: bar = 0.33; break; case 956: bar = 0.33; break; case 957: bar = 0.33; break; case 958: bar = 0.33; break; case 959: bar = 0.33; break; case 960: bar = 0.33; break; case 961: bar = 0.32; break; case 962: bar = 0.32; break; case 963: bar = 0.32; break; case 964: bar = 0.32; break; case 965: bar = 0.32; break; case 966: bar = 0.32; break; case 967: bar = 0.32; break; case 968: bar = 0.32; break; case 969: bar = 0.32; break; case 970: bar = 0.31; break; case 971: bar = 0.31; break; case 972: bar = 0.31; break; case 973: bar = 0.31; break; case 974: bar = 0.31; break; case 975: bar = 0.31; break; case 976: bar = 0.31; break; case 977: bar = 0.31; break; case 978: bar = 0.3; break; case 979: bar = 0.3; break; case 980: bar = 0.3; break; case 981: bar = 0.3; break; case 982: bar = 0.3; break; case 983: bar = 0.3; break; case 984: bar = 0.3; break; case 985: bar = 0.3; break; case 986: bar = 0.3; break; case 987: bar = 0.29; break; case 988: bar = 0.29; break; case 989: bar = 0.29; break; case 990: bar = 0.29; break; case 991: bar = 0.29; break; case 992: bar = 0.29; break; case 993: bar = 0.29; break; case 994: bar = 0.29; break; case 995: bar = 0.29; break; case 996: bar = 0.28; break; case 997: bar = 0.28; break; case 998: bar = 0.28; break; case 999: bar = 0.28; break; case 1000: bar = 0.28; break; case 1001: bar = 0.28; break; case 1002: bar = 0.28; break; case 1003: bar = 0.28; break; case 1004: bar = 0.28; break; case 1005: bar = 0.27; break; case 1006: bar = 0.27; break; case 1007: bar = 0.27; break; case 1008: bar = 0.27; break; case 1009: bar = 0.27; break; case 1010: bar = 0.27; break; case 1011: bar = 0.27; break; case 1012: bar = 0.27; break; case 1013: bar = 0.27; break; case 1014: bar = 0.26; break; case 1015: bar = 0.26; break; case 1016: bar = 0.26; break; case 1017: bar = 0.26; break; case 1018: bar = 0.26; break; case 1019: bar = 0.26; break; case 1020: bar = 0.26; break; case 1021: bar = 0.26; break; case 1022: bar = 0.26; break; case 1023: bar = 0.26; break; case 1024: bar = 0.25; break;
case 68: bar = 10.6; break; | case 68: bar = 10.6; break; case 69: bar = 10.47; break; case 70: bar = 10.34; break; case 71: bar = 10.21; break; case 72: bar = 10.09; break; case 73: bar = 9.97; break; case 74: bar = 9.85; break; case 75: bar = 9.73; break; case 76: bar = 9.62; break; case 77: bar = 9.51; break; case 78: bar = 9.4; break; case 79: bar = 9.3; break; case 80: bar = 9.19; break; case 81: bar = 9.09; break; case 82: bar = 9; break; case 83: bar = 8.9; break; case 84: bar = 8.81; break; case 85: bar = 8.71; break; case 86: bar = 8.62; break; case 87: bar = 8.53; break; case 88: bar = 8.45; break; case 89: bar = 8.36; break; case 90: bar = 8.28; break; case 91: bar = 8.2; break; case 92: bar = 8.12; break; case 93: bar = 8.04; break; case 94: bar = 7.96; break; case 95: bar = 7.89; break; case 96: bar = 7.81; break; case 97: bar = 7.74; break; case 98: bar = 7.67; break; case 99: bar = 7.6; break; case 100: bar = 7.53; break; case 101: bar = 7.46; break; case 102: bar = 7.4; break; case 103: bar = 7.33; break; case 104: bar = 7.27; break; case 105: bar = 7.2; break; case 106: bar = 7.14; break; case 107: bar = 7.08; break; case 108: bar = 7.02; break; case 109: bar = 6.96; break; case 110: bar = 6.9; break; case 111: bar = 6.85; break; case 112: bar = 6.79; break; case 113: bar = 6.74; break; case 114: bar = 6.68; break; case 115: bar = 6.63; break; case 116: bar = 6.57; break; case 117: bar = 6.52; break; case 118: bar = 6.47; break; case 119: bar = 6.42; break; case 120: bar = 6.37; break; case 121: bar = 6.32; break; case 122: bar = 6.27; break; case 123: bar = 6.23; break; case 124: bar = 6.18; break; case 125: bar = 6.13; break; case 126: bar = 6.09; break; case 127: bar = 6.04; break; case 128: bar = 6; break; case 129: bar = 5.95; break; case 130: bar = 5.91; break; case 131: bar = 5.87; break; case 132: bar = 5.83; break; case 133: bar = 5.79; break; case 134: bar = 5.75; break; case 135: bar = 5.71; break; case 136: bar = 5.67; break; case 137: bar = 5.63; break; case 138: bar = 5.59; break; case 139: bar = 5.55; break; case 140: bar = 5.51; break; case 141: bar = 5.47; break; case 142: bar = 5.44; break; case 143: bar = 5.4; break; case 144: bar = 5.37; break; case 145: bar = 5.33; break; case 146: bar = 5.3; break; case 147: bar = 5.26; break; case 148: bar = 5.23; break; case 149: bar = 5.19; break; case 150: bar = 5.16; break; case 151: bar = 5.13; break; case 152: bar = 5.09; break; case 153: bar = 5.06; break; case 154: bar = 5.03; break; case 155: bar = 5; break; case 156: bar = 4.97; break; case 157: bar = 4.94; break; case 158: bar = 4.91; break; case 159: bar = 4.88; break; case 160: bar = 4.85; break; case 161: bar = 4.82; break; case 162: bar = 4.79; break; case 163: bar = 4.76; break; case 164: bar = 4.73; break; case 165: bar = 4.7; break; case 166: bar = 4.68; break; case 167: bar = 4.65; break; case 168: bar = 4.62; break; case 169: bar = 4.59; break; case 170: bar = 4.57; break; case 171: bar = 4.54; break; case 172: bar = 4.52; break; case 173: bar = 4.49; break; case 174: bar = 4.46; break; case 175: bar = 4.44; break; case 176: bar = 4.41; break; case 177: bar = 4.39; break; case 178: bar = 4.36; break; case 179: bar = 4.34; break; case 180: bar = 4.32; break; case 181: bar = 4.29; break; case 182: bar = 4.27; break; case 183: bar = 4.25; break; case 184: bar = 4.22; break; case 185: bar = 4.2; break; case 186: bar = 4.18; break; case 187: bar = 4.15; break; case 188: bar = 4.13; break; case 189: bar = 4.11; break; case 190: bar = 4.09; break; case 191: bar = 4.07; break; case 192: bar = 4.05; break; case 193: bar = 4.02; break; case 194: bar = 4; break; case 195: bar = 3.98; break; case 196: bar = 3.96; break; case 197: bar = 3.94; break; case 198: bar = 3.92; break; case 199: bar = 3.9; break; case 200: bar = 3.88; break; case 201: bar = 3.86; break; case 202: bar = 3.84; break; case 203: bar = 3.82; break; case 204: bar = 3.8; break; case 205: bar = 3.78; break; case 206: bar = 3.77; break; case 207: bar = 3.75; break; case 208: bar = 3.73; break; case 209: bar = 3.71; break; case 210: bar = 3.69; break; case 211: bar = 3.67; break; case 212: bar = 3.66; break; case 213: bar = 3.64; break; case 214: bar = 3.62; break; case 215: bar = 3.6; break; case 216: bar = 3.59; break; case 217: bar = 3.57; break; case 218: bar = 3.55; break; case 219: bar = 3.53; break; case 220: bar = 3.52; break; case 221: bar = 3.5; break; case 222: bar = 3.48; break; case 223: bar = 3.47; break; case 224: bar = 3.45; break; case 225: bar = 3.44; break; case 226: bar = 3.42; break; case 227: bar = 3.4; break; case 228: bar = 3.39; break; case 229: bar = 3.37; break; case 230: bar = 3.36; break; case 231: bar = 3.34; break; case 232: bar = 3.33; break; case 233: bar = 3.31; break; case 234: bar = 3.3; break; case 235: bar = 3.28; break; case 236: bar = 3.27; break; case 237: bar = 3.25; break; case 238: bar = 3.24; break; case 239: bar = 3.22; break; case 240: bar = 3.21; break; case 241: bar = 3.19; break; case 242: bar = 3.18; break; case 243: bar = 3.17; break; case 244: bar = 3.15; break; case 245: bar = 3.14; break; case 246: bar = 3.12; break; case 247: bar = 3.11; break; case 248: bar = 3.1; break; case 249: bar = 3.08; break; case 250: bar = 3.07; break; case 251: bar = 3.06; break; case 252: bar = 3.04; break; case 253: bar = 3.03; break; case 254: bar = 3.02; break; case 255: bar = 3.01; break; case 256: bar = 2.99; break; case 257: bar = 2.98; break; case 258: bar = 2.97; break; case 259: bar = 2.96; break; case 260: bar = 2.94; break; case 261: bar = 2.93; break; case 262: bar = 2.92; break; case 263: bar = 2.91; break; case 264: bar = 2.89; break; case 265: bar = 2.88; break; case 266: bar = 2.87; break; case 267: bar = 2.86; break; case 268: bar = 2.85; break; case 269: bar = 2.83; break; case 270: bar = 2.82; break; case 271: bar = 2.81; break; case 272: bar = 2.8; break; case 273: bar = 2.79; break; case 274: bar = 2.78; break; case 275: bar = 2.77; break; case 276: bar = 2.76; break; case 277: bar = 2.74; break; case 278: bar = 2.73; break; case 279: bar = 2.72; break; case 280: bar = 2.71; break; case 281: bar = 2.7; break; case 282: bar = 2.69; break; case 283: bar = 2.68; break; case 284: bar = 2.67; break; case 285: bar = 2.66; break; case 286: bar = 2.65; break; case 287: bar = 2.64; break; case 288: bar = 2.63; break; case 289: bar = 2.62; break; case 290: bar = 2.61; break; case 291: bar = 2.6; break; case 292: bar = 2.59; break; case 293: bar = 2.58; break; case 294: bar = 2.57; break; case 295: bar = 2.56; break; case 296: bar = 2.55; break; case 297: bar = 2.54; break; case 298: bar = 2.53; break; case 299: bar = 2.52; break; case 300: bar = 2.51; break; case 301: bar = 2.5; break; case 302: bar = 2.49; break; case 303: bar = 2.48; break; case 304: bar = 2.47; break; case 305: bar = 2.46; break; case 306: bar = 2.45; break; case 307: bar = 2.44; break; case 308: bar = 2.43; break; case 309: bar = 2.42; break; case 310: bar = 2.41; break; case 311: bar = 2.41; break; case 312: bar = 2.4; break; case 313: bar = 2.39; break; case 314: bar = 2.38; break; case 315: bar = 2.37; break; case 316: bar = 2.36; break; case 317: bar = 2.35; break; case 318: bar = 2.34; break; case 319: bar = 2.34; break; case 320: bar = 2.33; break; case 321: bar = 2.32; break; case 322: bar = 2.31; break; case 323: bar = 2.3; break; case 324: bar = 2.29; break; case 325: bar = 2.28; break; case 326: bar = 2.28; break; case 327: bar = 2.27; break; case 328: bar = 2.26; break; case 329: bar = 2.25; break; case 330: bar = 2.24; break; case 331: bar = 2.24; break; case 332: bar = 2.23; break; case 333: bar = 2.22; break; case 334: bar = 2.21; break; case 335: bar = 2.2; break; case 336: bar = 2.2; break; case 337: bar = 2.19; break; case 338: bar = 2.18; break; case 339: bar = 2.17; break; case 340: bar = 2.17; break; case 341: bar = 2.16; break; case 342: bar = 2.15; break; case 343: bar = 2.14; break; case 344: bar = 2.13; break; case 345: bar = 2.13; break; case 346: bar = 2.12; break; case 347: bar = 2.11; break; case 348: bar = 2.11; break; case 349: bar = 2.1; break; case 350: bar = 2.09; break; case 351: bar = 2.08; break; case 352: bar = 2.08; break; case 353: bar = 2.07; break; case 354: bar = 2.06; break; case 355: bar = 2.05; break; case 356: bar = 2.05; break; case 357: bar = 2.04; break; case 358: bar = 2.03; break; case 359: bar = 2.03; break; case 360: bar = 2.02; break; case 361: bar = 2.01; break; case 362: bar = 2.01; break; case 363: bar = 2; break; case 364: bar = 1.99; break; case 365: bar = 1.99; break; case 366: bar = 1.98; break; case 367: bar = 1.97; break; case 368: bar = 1.97; break; case 369: bar = 1.96; break; case 370: bar = 1.95; break; case 371: bar = 1.95; break; case 372: bar = 1.94; break; case 373: bar = 1.93; break; case 374: bar = 1.93; break; case 375: bar = 1.92; break; case 376: bar = 1.91; break; case 377: bar = 1.91; break; case 378: bar = 1.9; break; case 379: bar = 1.89; break; case 380: bar = 1.89; break; case 381: bar = 1.88; break; case 382: bar = 1.88; break; case 383: bar = 1.87; break; case 384: bar = 1.86; break; case 385: bar = 1.86; break; case 386: bar = 1.85; break; case 387: bar = 1.85; break; case 388: bar = 1.84; break; case 389: bar = 1.83; break; case 390: bar = 1.83; break; case 391: bar = 1.82; break; case 392: bar = 1.82; break; case 393: bar = 1.81; break; case 394: bar = 1.8; break; case 395: bar = 1.8; break; case 396: bar = 1.79; break; case 397: bar = 1.79; break; case 398: bar = 1.78; break; case 399: bar = 1.77; break; case 400: bar = 1.77; break; case 401: bar = 1.76; break; case 402: bar = 1.76; break; case 403: bar = 1.75; break; case 404: bar = 1.75; break; case 405: bar = 1.74; break; case 406: bar = 1.73; break; case 407: bar = 1.73; break; case 408: bar = 1.72; break; case 409: bar = 1.72; break; case 410: bar = 1.71; break; case 411: bar = 1.71; break; case 412: bar = 1.7; break; case 413: bar = 1.7; break; case 414: bar = 1.69; break; case 415: bar = 1.69; break; case 416: bar = 1.68; break; case 417: bar = 1.67; break; case 418: bar = 1.67; break; case 419: bar = 1.66; break; case 420: bar = 1.66; break; case 421: bar = 1.65; break; case 422: bar = 1.65; break; case 423: bar = 1.64; break; case 424: bar = 1.64; break; case 425: bar = 1.63; break; case 426: bar = 1.63; break; case 427: bar = 1.62; break; case 428: bar = 1.62; break; case 429: bar = 1.61; break; case 430: bar = 1.61; break; case 431: bar = 1.6; break; case 432: bar = 1.6; break; case 433: bar = 1.59; break; case 434: bar = 1.59; break; case 435: bar = 1.58; break; case 436: bar = 1.58; break; case 437: bar = 1.57; break; case 438: bar = 1.57; break; case 439: bar = 1.56; break; case 440: bar = 1.56; break; case 441: bar = 1.55; break; case 442: bar = 1.55; break; case 443: bar = 1.54; break; case 444: bar = 1.54; break; case 445: bar = 1.53; break; case 446: bar = 1.53; break; case 447: bar = 1.53; break; case 448: bar = 1.52; break; case 449: bar = 1.52; break; case 450: bar = 1.51; break; case 451: bar = 1.51; break; case 452: bar = 1.5; break; case 453: bar = 1.5; break; case 454: bar = 1.49; break; case 455: bar = 1.49; break; case 456: bar = 1.48; break; case 457: bar = 1.48; break; case 458: bar = 1.47; break; case 459: bar = 1.47; break; case 460: bar = 1.47; break; case 461: bar = 1.46; break; case 462: bar = 1.46; break; case 463: bar = 1.45; break; case 464: bar = 1.45; break; case 465: bar = 1.44; break; case 466: bar = 1.44; break; case 467: bar = 1.44; break; case 468: bar = 1.43; break; case 469: bar = 1.43; break; case 470: bar = 1.42; break; case 471: bar = 1.42; break; case 472: bar = 1.41; break; case 473: bar = 1.41; break; case 474: bar = 1.41; break; case 475: bar = 1.4; break; case 476: bar = 1.4; break; case 477: bar = 1.39; break; case 478: bar = 1.39; break; case 479: bar = 1.38; break; case 480: bar = 1.38; break; case 481: bar = 1.38; break; case 482: bar = 1.37; break; case 483: bar = 1.37; break; case 484: bar = 1.36; break; case 485: bar = 1.36; break; case 486: bar = 1.36; break; case 487: bar = 1.35; break; case 488: bar = 1.35; break; case 489: bar = 1.34; break; case 490: bar = 1.34; break; case 491: bar = 1.34; break; case 492: bar = 1.33; break; case 493: bar = 1.33; break; case 494: bar = 1.32; break; case 495: bar = 1.32; break; case 496: bar = 1.32; break; case 497: bar = 1.31; break; case 498: bar = 1.31; break; case 499: bar = 1.3; break; case 500: bar = 1.3; break; case 501: bar = 1.3; break; case 502: bar = 1.29; break; case 503: bar = 1.29; break; case 504: bar = 1.29; break; case 505: bar = 1.28; break; case 506: bar = 1.28; break; case 507: bar = 1.27; break; case 508: bar = 1.27; break; case 509: bar = 1.27; break; case 510: bar = 1.26; break; case 511: bar = 1.26; break; case 512: bar = 1.26; break; case 513: bar = 1.25; break; case 514: bar = 1.25; break; case 515: bar = 1.24; break; case 516: bar = 1.24; break; case 517: bar = 1.24; break; case 518: bar = 1.23; break; case 519: bar = 1.23; break; case 520: bar = 1.23; break; case 521: bar = 1.22; break; case 522: bar = 1.22; break; case 523: bar = 1.22; break; case 524: bar = 1.21; break; case 525: bar = 1.21; break; case 526: bar = 1.21; break; case 527: bar = 1.2; break; case 528: bar = 1.2; break; case 529: bar = 1.2; break; case 530: bar = 1.19; break; case 531: bar = 1.19; break; case 532: bar = 1.18; break; case 533: bar = 1.18; break; case 534: bar = 1.18; break; case 535: bar = 1.17; break; case 536: bar = 1.17; break; case 537: bar = 1.17; break; case 538: bar = 1.16; break; case 539: bar = 1.16; break; case 540: bar = 1.16; break; case 541: bar = 1.15; break; case 542: bar = 1.15; break; case 543: bar = 1.15; break; case 544: bar = 1.14; break; case 545: bar = 1.14; break; case 546: bar = 1.14; break; case 547: bar = 1.13; break; case 548: bar = 1.13; break; case 549: bar = 1.13; break; case 550: bar = 1.12; break; case 551: bar = 1.12; break; case 552: bar = 1.12; break; case 553: bar = 1.12; break; case 554: bar = 1.11; break; case 555: bar = 1.11; break; case 556: bar = 1.11; break; case 557: bar = 1.1; break; case 558: bar = 1.1; break; case 559: bar = 1.1; break; case 560: bar = 1.09; break; case 561: bar = 1.09; break; case 562: bar = 1.09; break; case 563: bar = 1.08; break; case 564: bar = 1.08; break; case 565: bar = 1.08; break; case 566: bar = 1.07; break; case 567: bar = 1.07; break; case 568: bar = 1.07; break; case 569: bar = 1.07; break; case 570: bar = 1.06; break; case 571: bar = 1.06; break; case 572: bar = 1.06; break; case 573: bar = 1.05; break; case 574: bar = 1.05; break; case 575: bar = 1.05; break; case 576: bar = 1.04; break; case 577: bar = 1.04; break; case 578: bar = 1.04; break; case 579: bar = 1.04; break; case 580: bar = 1.03; break; case 581: bar = 1.03; break; case 582: bar = 1.03; break; case 583: bar = 1.02; break; case 584: bar = 1.02; break; case 585: bar = 1.02; break; case 586: bar = 1.02; break; case 587: bar = 1.01; break; case 588: bar = 1.01; break; case 589: bar = 1.01; break; case 590: bar = 1; break; case 591: bar = 1; break; case 592: bar = 1; break; case 593: bar = 1; break; case 594: bar = 0.99; break; case 595: bar = 0.99; break; case 596: bar = 0.99; break; case 597: bar = 0.98; break; case 598: bar = 0.98; break; case 599: bar = 0.98; break; case 600: bar = 0.98; break; case 601: bar = 0.97; break; case 602: bar = 0.97; break; case 603: bar = 0.97; break; case 604: bar = 0.96; break; case 605: bar = 0.96; break; case 606: bar = 0.96; break; case 607: bar = 0.96; break; case 608: bar = 0.95; break; case 609: bar = 0.95; break; case 610: bar = 0.95; break; case 611: bar = 0.95; break; case 612: bar = 0.94; break; case 613: bar = 0.94; break; case 614: bar = 0.94; break; case 615: bar = 0.94; break; case 616: bar = 0.93; break; case 617: bar = 0.93; break; case 618: bar = 0.93; break; case 619: bar = 0.92; break; case 620: bar = 0.92; break; case 621: bar = 0.92; break; case 622: bar = 0.92; break; case 623: bar = 0.91; break; case 624: bar = 0.91; break; case 625: bar = 0.91; break; case 626: bar = 0.91; break; case 627: bar = 0.9; break; case 628: bar = 0.9; break; case 629: bar = 0.9; break; case 630: bar = 0.9; break; case 631: bar = 0.89; break; case 632: bar = 0.89; break; case 633: bar = 0.89; break; case 634: bar = 0.89; break; case 635: bar = 0.88; break; case 636: bar = 0.88; break; case 637: bar = 0.88; break; case 638: bar = 0.88; break; case 639: bar = 0.87; break; case 640: bar = 0.87; break; case 641: bar = 0.87; break; case 642: bar = 0.87; break; case 643: bar = 0.86; break; case 644: bar = 0.86; break; case 645: bar = 0.86; break; case 646: bar = 0.86; break; case 647: bar = 0.85; break; case 648: bar = 0.85; break; case 649: bar = 0.85; break; case 650: bar = 0.85; break; case 651: bar = 0.84; break; case 652: bar = 0.84; break; case 653: bar = 0.84; break; case 654: bar = 0.84; break; case 655: bar = 0.84; break; case 656: bar = 0.83; break; case 657: bar = 0.83; break; case 658: bar = 0.83; break; case 659: bar = 0.83; break; case 660: bar = 0.82; break; case 661: bar = 0.82; break; case 662: bar = 0.82; break; case 663: bar = 0.82; break; case 664: bar = 0.81; break; case 665: bar = 0.81; break; case 666: bar = 0.81; break; case 667: bar = 0.81; break; case 668: bar = 0.81; break; case 669: bar = 0.8; break; case 670: bar = 0.8; break; case 671: bar = 0.8; break; case 672: bar = 0.8; break; case 673: bar = 0.79; break; case 674: bar = 0.79; break; case 675: bar = 0.79; break; case 676: bar = 0.79; break; case 677: bar = 0.78; break; case 678: bar = 0.78; break; case 679: bar = 0.78; break; case 680: bar = 0.78; break; case 681: bar = 0.78; break; case 682: bar = 0.77; break; case 683: bar = 0.77; break; case 684: bar = 0.77; break; case 685: bar = 0.77; break; case 686: bar = 0.77; break; case 687: bar = 0.76; break; case 688: bar = 0.76; break; case 689: bar = 0.76; break; case 690: bar = 0.76; break; case 691: bar = 0.75; break; case 692: bar = 0.75; break; case 693: bar = 0.75; break; case 694: bar = 0.75; break; case 695: bar = 0.75; break; case 696: bar = 0.74; break; case 697: bar = 0.74; break; case 698: bar = 0.74; break; case 699: bar = 0.74; break; case 700: bar = 0.74; break; case 701: bar = 0.73; break; case 702: bar = 0.73; break; case 703: bar = 0.73; break; case 704: bar = 0.73; break; case 705: bar = 0.72; break; case 706: bar = 0.72; break; case 707: bar = 0.72; break; case 708: bar = 0.72; break; case 709: bar = 0.72; break; case 710: bar = 0.71; break; case 711: bar = 0.71; break; case 712: bar = 0.71; break; case 713: bar = 0.71; break; case 714: bar = 0.71; break; case 715: bar = 0.7; break; case 716: bar = 0.7; break; case 717: bar = 0.7; break; case 718: bar = 0.7; break; case 719: bar = 0.7; break; case 720: bar = 0.69; break; case 721: bar = 0.69; break; case 722: bar = 0.69; break; case 723: bar = 0.69; break; case 724: bar = 0.69; break; case 725: bar = 0.68; break; case 726: bar = 0.68; break; case 727: bar = 0.68; break; case 728: bar = 0.68; break; case 729: bar = 0.68; break; case 730: bar = 0.67; break; case 731: bar = 0.67; break; case 732: bar = 0.67; break; case 733: bar = 0.67; break; case 734: bar = 0.67; break; case 735: bar = 0.67; break; case 736: bar = 0.66; break; case 737: bar = 0.66; break; case 738: bar = 0.66; break; case 739: bar = 0.66; break; case 740: bar = 0.66; break; case 741: bar = 0.65; break; case 742: bar = 0.65; break; case 743: bar = 0.65; break; case 744: bar = 0.65; break; case 745: bar = 0.65; break; case 746: bar = 0.64; break; case 747: bar = 0.64; break; case 748: bar = 0.64; break; case 749: bar = 0.64; break; case 750: bar = 0.64; break; case 751: bar = 0.64; break; case 752: bar = 0.63; break; case 753: bar = 0.63; break; case 754: bar = 0.63; break; case 755: bar = 0.63; break; case 756: bar = 0.63; break; case 757: bar = 0.62; break; case 758: bar = 0.62; break; case 759: bar = 0.62; break; case 760: bar = 0.62; break; case 761: bar = 0.62; break; case 762: bar = 0.61; break; case 763: bar = 0.61; break; case 764: bar = 0.61; break; case 765: bar = 0.61; break; case 766: bar = 0.61; break; case 767: bar = 0.61; break; case 768: bar = 0.6; break; case 769: bar = 0.6; break; case 770: bar = 0.6; break; case 771: bar = 0.6; break; case 772: bar = 0.6; break; case 773: bar = 0.6; break; case 774: bar = 0.59; break; case 775: bar = 0.59; break; case 776: bar = 0.59; break; case 777: bar = 0.59; break; case 778: bar = 0.59; break; case 779: bar = 0.59; break; case 780: bar = 0.58; break; case 781: bar = 0.58; break; case 782: bar = 0.58; break; case 783: bar = 0.58; break; case 784: bar = 0.58; break; case 785: bar = 0.57; break; case 786: bar = 0.57; break; case 787: bar = 0.57; break; case 788: bar = 0.57; break; case 789: bar = 0.57; break; case 790: bar = 0.57; break; case 791: bar = 0.56; break; case 792: bar = 0.56; break; case 793: bar = 0.56; break; case 794: bar = 0.56; break; case 795: bar = 0.56; break; case 796: bar = 0.56; break; case 797: bar = 0.55; break; case 798: bar = 0.55; break; case 799: bar = 0.55; break; case 800: bar = 0.55; break; case 801: bar = 0.55; break; case 802: bar = 0.55; break; case 803: bar = 0.54; break; case 804: bar = 0.54; break; case 805: bar = 0.54; break; case 806: bar = 0.54; break; case 807: bar = 0.54; break; case 808: bar = 0.54; break; case 809: bar = 0.53; break; case 810: bar = 0.53; break; case 811: bar = 0.53; break; case 812: bar = 0.53; break; case 813: bar = 0.53; break; case 814: bar = 0.53; break; case 815: bar = 0.53; break; case 816: bar = 0.52; break; case 817: bar = 0.52; break; case 818: bar = 0.52; break; case 819: bar = 0.52; break; case 820: bar = 0.52; break; case 821: bar = 0.52; break; case 822: bar = 0.51; break; case 823: bar = 0.51; break; case 824: bar = 0.51; break; case 825: bar = 0.51; break; case 826: bar = 0.51; break; case 827: bar = 0.51; break; case 828: bar = 0.5; break; case 829: bar = 0.5; break; case 830: bar = 0.5; break; case 831: bar = 0.5; break; case 832: bar = 0.5; break; case 833: bar = 0.5; break; case 834: bar = 0.5; break; case 835: bar = 0.49; break; case 836: bar = 0.49; break; case 837: bar = 0.49; break; case 838: bar = 0.49; break; case 839: bar = 0.49; break; case 840: bar = 0.49; break; case 841: bar = 0.48; break; case 842: bar = 0.48; break; case 843: bar = 0.48; break; case 844: bar = 0.48; break; case 845: bar = 0.48; break; case 846: bar = 0.48; break; case 847: bar = 0.48; break; case 848: bar = 0.47; break; case 849: bar = 0.47; break; case 850: bar = 0.47; break; case 851: bar = 0.47; break; case 852: bar = 0.47; break; case 853: bar = 0.47; break; case 854: bar = 0.47; break; case 855: bar = 0.46; break; case 856: bar = 0.46; break; case 857: bar = 0.46; break; case 858: bar = 0.46; break; case 859: bar = 0.46; break; case 860: bar = 0.46; break; case 861: bar = 0.46; break; case 862: bar = 0.45; break; case 863: bar = 0.45; break; case 864: bar = 0.45; break; case 865: bar = 0.45; break; case 866: bar = 0.45; break; case 867: bar = 0.45; break; case 868: bar = 0.45; break; case 869: bar = 0.44; break; case 870: bar = 0.44; break; case 871: bar = 0.44; break; case 872: bar = 0.44; break; case 873: bar = 0.44; break; case 874: bar = 0.44; break; case 875: bar = 0.44; break; case 876: bar = 0.43; break; case 877: bar = 0.43; break; case 878: bar = 0.43; break; case 879: bar = 0.43; break; case 880: bar = 0.43; break; case 881: bar = 0.43; break; case 882: bar = 0.43; break; case 883: bar = 0.42; break; case 884: bar = 0.42; break; case 885: bar = 0.42; break; case 886: bar = 0.42; break; case 887: bar = 0.42; break; case 888: bar = 0.42; break; case 889: bar = 0.42; break; case 890: bar = 0.41; break; case 891: bar = 0.41; break; case 892: bar = 0.41; break; case 893: bar = 0.41; break; case 894: bar = 0.41; break; case 895: bar = 0.41; break; case 896: bar = 0.41; break; case 897: bar = 0.41; break; case 898: bar = 0.4; break; case 899: bar = 0.4; break; case 900: bar = 0.4; break; case 901: bar = 0.4; break; case 902: bar = 0.4; break; case 903: bar = 0.4; break; case 904: bar = 0.4; break; case 905: bar = 0.39; break; case 906: bar = 0.39; break; case 907: bar = 0.39; break; case 908: bar = 0.39; break; case 909: bar = 0.39; break; case 910: bar = 0.39; break; case 911: bar = 0.39; break; case 912: bar = 0.39; break; case 913: bar = 0.38; break; case 914: bar = 0.38; break; case 915: bar = 0.38; break; case 916: bar = 0.38; break; case 917: bar = 0.38; break; case 918: bar = 0.38; break; case 919: bar = 0.38; break; case 920: bar = 0.38; break; case 921: bar = 0.37; break; case 922: bar = 0.37; break; case 923: bar = 0.37; break; case 924: bar = 0.37; break; case 925: bar = 0.37; break; case 926: bar = 0.37; break; case 927: bar = 0.37; break; case 928: bar = 0.37; break; case 929: bar = 0.36; break; case 930: bar = 0.36; break; case 931: bar = 0.36; break; case 932: bar = 0.36; break; case 933: bar = 0.36; break; case 934: bar = 0.36; break; case 935: bar = 0.36; break; case 936: bar = 0.36; break; case 937: bar = 0.35; break; case 938: bar = 0.35; break; case 939: bar = 0.35; break; case 940: bar = 0.35; break; case 941: bar = 0.35; break; case 942: bar = 0.35; break; case 943: bar = 0.35; break; case 944: bar = 0.35; break; case 945: bar = 0.34; break; case 946: bar = 0.34; break; case 947: bar = 0.34; break; case 948: bar = 0.34; break; case 949: bar = 0.34; break; case 950: bar = 0.34; break; case 951: bar = 0.34; break; case 952: bar = 0.34; break; case 953: bar = 0.33; break; case 954: bar = 0.33; break; case 955: bar = 0.33; break; case 956: bar = 0.33; break; case 957: bar = 0.33; break; case 958: bar = 0.33; break; case 959: bar = 0.33; break; case 960: bar = 0.33; break; case 961: bar = 0.32; break; case 962: bar = 0.32; break; case 963: bar = 0.32; break; case 964: bar = 0.32; break; case 965: bar = 0.32; break; case 966: bar = 0.32; break; case 967: bar = 0.32; break; case 968: bar = 0.32; break; case 969: bar = 0.32; break; case 970: bar = 0.31; break; case 971: bar = 0.31; break; case 972: bar = 0.31; break; case 973: bar = 0.31; break; case 974: bar = 0.31; break; case 975: bar = 0.31; break; case 976: bar = 0.31; break; case 977: bar = 0.31; break; case 978: bar = 0.3; break; case 979: bar = 0.3; break; case 980: bar = 0.3; break; case 981: bar = 0.3; break; case 982: bar = 0.3; break; case 983: bar = 0.3; break; case 984: bar = 0.3; break; case 985: bar = 0.3; break; case 986: bar = 0.3; break; case 987: bar = 0.29; break; case 988: bar = 0.29; break; case 989: bar = 0.29; break; case 990: bar = 0.29; break; case 991: bar = 0.29; break; case 992: bar = 0.29; break; case 993: bar = 0.29; break; case 994: bar = 0.29; break; case 995: bar = 0.29; break; case 996: bar = 0.28; break; case 997: bar = 0.28; break; case 998: bar = 0.28; break; case 999: bar = 0.28; break; case 1000: bar = 0.28; break; case 1001: bar = 0.28; break; case 1002: bar = 0.28; break; case 1003: bar = 0.28; break; case 1004: bar = 0.28; break; case 1005: bar = 0.27; break; case 1006: bar = 0.27; break; case 1007: bar = 0.27; break; case 1008: bar = 0.27; break; case 1009: bar = 0.27; break; case 1010: bar = 0.27; break; case 1011: bar = 0.27; break; case 1012: bar = 0.27; break; case 1013: bar = 0.27; break; case 1014: bar = 0.26; break; case 1015: bar = 0.26; break; case 1016: bar = 0.26; break; case 1017: bar = 0.26; break; case 1018: bar = 0.26; break; case 1019: bar = 0.26; break; case 1020: bar = 0.26; break; case 1021: bar = 0.26; break; case 1022: bar = 0.26; break; case 1023: bar = 0.26; break; case 1024: bar = 0.25; break;
case 69: bar = 10.47; break; | case 69: bar = 10.47; break; case 70: bar = 10.34; break; case 71: bar = 10.21; break; case 72: bar = 10.09; break; case 73: bar = 9.97; break; case 74: bar = 9.85; break; case 75: bar = 9.73; break; case 76: bar = 9.62; break; case 77: bar = 9.51; break; case 78: bar = 9.4; break; case 79: bar = 9.3; break; case 80: bar = 9.19; break; case 81: bar = 9.09; break; case 82: bar = 9; break; case 83: bar = 8.9; break; case 84: bar = 8.81; break; case 85: bar = 8.71; break; case 86: bar = 8.62; break; case 87: bar = 8.53; break; case 88: bar = 8.45; break; case 89: bar = 8.36; break; case 90: bar = 8.28; break; case 91: bar = 8.2; break; case 92: bar = 8.12; break; case 93: bar = 8.04; break; case 94: bar = 7.96; break; case 95: bar = 7.89; break; case 96: bar = 7.81; break; case 97: bar = 7.74; break; case 98: bar = 7.67; break; case 99: bar = 7.6; break; case 100: bar = 7.53; break; case 101: bar = 7.46; break; case 102: bar = 7.4; break; case 103: bar = 7.33; break; case 104: bar = 7.27; break; case 105: bar = 7.2; break; case 106: bar = 7.14; break; case 107: bar = 7.08; break; case 108: bar = 7.02; break; case 109: bar = 6.96; break; case 110: bar = 6.9; break; case 111: bar = 6.85; break; case 112: bar = 6.79; break; case 113: bar = 6.74; break; case 114: bar = 6.68; break; case 115: bar = 6.63; break; case 116: bar = 6.57; break; case 117: bar = 6.52; break; case 118: bar = 6.47; break; case 119: bar = 6.42; break; case 120: bar = 6.37; break; case 121: bar = 6.32; break; case 122: bar = 6.27; break; case 123: bar = 6.23; break; case 124: bar = 6.18; break; case 125: bar = 6.13; break; case 126: bar = 6.09; break; case 127: bar = 6.04; break; case 128: bar = 6; break; case 129: bar = 5.95; break; case 130: bar = 5.91; break; case 131: bar = 5.87; break; case 132: bar = 5.83; break; case 133: bar = 5.79; break; case 134: bar = 5.75; break; case 135: bar = 5.71; break; case 136: bar = 5.67; break; case 137: bar = 5.63; break; case 138: bar = 5.59; break; case 139: bar = 5.55; break; case 140: bar = 5.51; break; case 141: bar = 5.47; break; case 142: bar = 5.44; break; case 143: bar = 5.4; break; case 144: bar = 5.37; break; case 145: bar = 5.33; break; case 146: bar = 5.3; break; case 147: bar = 5.26; break; case 148: bar = 5.23; break; case 149: bar = 5.19; break; case 150: bar = 5.16; break; case 151: bar = 5.13; break; case 152: bar = 5.09; break; case 153: bar = 5.06; break; case 154: bar = 5.03; break; case 155: bar = 5; break; case 156: bar = 4.97; break; case 157: bar = 4.94; break; case 158: bar = 4.91; break; case 159: bar = 4.88; break; case 160: bar = 4.85; break; case 161: bar = 4.82; break; case 162: bar = 4.79; break; case 163: bar = 4.76; break; case 164: bar = 4.73; break; case 165: bar = 4.7; break; case 166: bar = 4.68; break; case 167: bar = 4.65; break; case 168: bar = 4.62; break; case 169: bar = 4.59; break; case 170: bar = 4.57; break; case 171: bar = 4.54; break; case 172: bar = 4.52; break; case 173: bar = 4.49; break; case 174: bar = 4.46; break; case 175: bar = 4.44; break; case 176: bar = 4.41; break; case 177: bar = 4.39; break; case 178: bar = 4.36; break; case 179: bar = 4.34; break; case 180: bar = 4.32; break; case 181: bar = 4.29; break; case 182: bar = 4.27; break; case 183: bar = 4.25; break; case 184: bar = 4.22; break; case 185: bar = 4.2; break; case 186: bar = 4.18; break; case 187: bar = 4.15; break; case 188: bar = 4.13; break; case 189: bar = 4.11; break; case 190: bar = 4.09; break; case 191: bar = 4.07; break; case 192: bar = 4.05; break; case 193: bar = 4.02; break; case 194: bar = 4; break; case 195: bar = 3.98; break; case 196: bar = 3.96; break; case 197: bar = 3.94; break; case 198: bar = 3.92; break; case 199: bar = 3.9; break; case 200: bar = 3.88; break; case 201: bar = 3.86; break; case 202: bar = 3.84; break; case 203: bar = 3.82; break; case 204: bar = 3.8; break; case 205: bar = 3.78; break; case 206: bar = 3.77; break; case 207: bar = 3.75; break; case 208: bar = 3.73; break; case 209: bar = 3.71; break; case 210: bar = 3.69; break; case 211: bar = 3.67; break; case 212: bar = 3.66; break; case 213: bar = 3.64; break; case 214: bar = 3.62; break; case 215: bar = 3.6; break; case 216: bar = 3.59; break; case 217: bar = 3.57; break; case 218: bar = 3.55; break; case 219: bar = 3.53; break; case 220: bar = 3.52; break; case 221: bar = 3.5; break; case 222: bar = 3.48; break; case 223: bar = 3.47; break; case 224: bar = 3.45; break; case 225: bar = 3.44; break; case 226: bar = 3.42; break; case 227: bar = 3.4; break; case 228: bar = 3.39; break; case 229: bar = 3.37; break; case 230: bar = 3.36; break; case 231: bar = 3.34; break; case 232: bar = 3.33; break; case 233: bar = 3.31; break; case 234: bar = 3.3; break; case 235: bar = 3.28; break; case 236: bar = 3.27; break; case 237: bar = 3.25; break; case 238: bar = 3.24; break; case 239: bar = 3.22; break; case 240: bar = 3.21; break; case 241: bar = 3.19; break; case 242: bar = 3.18; break; case 243: bar = 3.17; break; case 244: bar = 3.15; break; case 245: bar = 3.14; break; case 246: bar = 3.12; break; case 247: bar = 3.11; break; case 248: bar = 3.1; break; case 249: bar = 3.08; break; case 250: bar = 3.07; break; case 251: bar = 3.06; break; case 252: bar = 3.04; break; case 253: bar = 3.03; break; case 254: bar = 3.02; break; case 255: bar = 3.01; break; case 256: bar = 2.99; break; case 257: bar = 2.98; break; case 258: bar = 2.97; break; case 259: bar = 2.96; break; case 260: bar = 2.94; break; case 261: bar = 2.93; break; case 262: bar = 2.92; break; case 263: bar = 2.91; break; case 264: bar = 2.89; break; case 265: bar = 2.88; break; case 266: bar = 2.87; break; case 267: bar = 2.86; break; case 268: bar = 2.85; break; case 269: bar = 2.83; break; case 270: bar = 2.82; break; case 271: bar = 2.81; break; case 272: bar = 2.8; break; case 273: bar = 2.79; break; case 274: bar = 2.78; break; case 275: bar = 2.77; break; case 276: bar = 2.76; break; case 277: bar = 2.74; break; case 278: bar = 2.73; break; case 279: bar = 2.72; break; case 280: bar = 2.71; break; case 281: bar = 2.7; break; case 282: bar = 2.69; break; case 283: bar = 2.68; break; case 284: bar = 2.67; break; case 285: bar = 2.66; break; case 286: bar = 2.65; break; case 287: bar = 2.64; break; case 288: bar = 2.63; break; case 289: bar = 2.62; break; case 290: bar = 2.61; break; case 291: bar = 2.6; break; case 292: bar = 2.59; break; case 293: bar = 2.58; break; case 294: bar = 2.57; break; case 295: bar = 2.56; break; case 296: bar = 2.55; break; case 297: bar = 2.54; break; case 298: bar = 2.53; break; case 299: bar = 2.52; break; case 300: bar = 2.51; break; case 301: bar = 2.5; break; case 302: bar = 2.49; break; case 303: bar = 2.48; break; case 304: bar = 2.47; break; case 305: bar = 2.46; break; case 306: bar = 2.45; break; case 307: bar = 2.44; break; case 308: bar = 2.43; break; case 309: bar = 2.42; break; case 310: bar = 2.41; break; case 311: bar = 2.41; break; case 312: bar = 2.4; break; case 313: bar = 2.39; break; case 314: bar = 2.38; break; case 315: bar = 2.37; break; case 316: bar = 2.36; break; case 317: bar = 2.35; break; case 318: bar = 2.34; break; case 319: bar = 2.34; break; case 320: bar = 2.33; break; case 321: bar = 2.32; break; case 322: bar = 2.31; break; case 323: bar = 2.3; break; case 324: bar = 2.29; break; case 325: bar = 2.28; break; case 326: bar = 2.28; break; case 327: bar = 2.27; break; case 328: bar = 2.26; break; case 329: bar = 2.25; break; case 330: bar = 2.24; break; case 331: bar = 2.24; break; case 332: bar = 2.23; break; case 333: bar = 2.22; break; case 334: bar = 2.21; break; case 335: bar = 2.2; break; case 336: bar = 2.2; break; case 337: bar = 2.19; break; case 338: bar = 2.18; break; case 339: bar = 2.17; break; case 340: bar = 2.17; break; case 341: bar = 2.16; break; case 342: bar = 2.15; break; case 343: bar = 2.14; break; case 344: bar = 2.13; break; case 345: bar = 2.13; break; case 346: bar = 2.12; break; case 347: bar = 2.11; break; case 348: bar = 2.11; break; case 349: bar = 2.1; break; case 350: bar = 2.09; break; case 351: bar = 2.08; break; case 352: bar = 2.08; break; case 353: bar = 2.07; break; case 354: bar = 2.06; break; case 355: bar = 2.05; break; case 356: bar = 2.05; break; case 357: bar = 2.04; break; case 358: bar = 2.03; break; case 359: bar = 2.03; break; case 360: bar = 2.02; break; case 361: bar = 2.01; break; case 362: bar = 2.01; break; case 363: bar = 2; break; case 364: bar = 1.99; break; case 365: bar = 1.99; break; case 366: bar = 1.98; break; case 367: bar = 1.97; break; case 368: bar = 1.97; break; case 369: bar = 1.96; break; case 370: bar = 1.95; break; case 371: bar = 1.95; break; case 372: bar = 1.94; break; case 373: bar = 1.93; break; case 374: bar = 1.93; break; case 375: bar = 1.92; break; case 376: bar = 1.91; break; case 377: bar = 1.91; break; case 378: bar = 1.9; break; case 379: bar = 1.89; break; case 380: bar = 1.89; break; case 381: bar = 1.88; break; case 382: bar = 1.88; break; case 383: bar = 1.87; break; case 384: bar = 1.86; break; case 385: bar = 1.86; break; case 386: bar = 1.85; break; case 387: bar = 1.85; break; case 388: bar = 1.84; break; case 389: bar = 1.83; break; case 390: bar = 1.83; break; case 391: bar = 1.82; break; case 392: bar = 1.82; break; case 393: bar = 1.81; break; case 394: bar = 1.8; break; case 395: bar = 1.8; break; case 396: bar = 1.79; break; case 397: bar = 1.79; break; case 398: bar = 1.78; break; case 399: bar = 1.77; break; case 400: bar = 1.77; break; case 401: bar = 1.76; break; case 402: bar = 1.76; break; case 403: bar = 1.75; break; case 404: bar = 1.75; break; case 405: bar = 1.74; break; case 406: bar = 1.73; break; case 407: bar = 1.73; break; case 408: bar = 1.72; break; case 409: bar = 1.72; break; case 410: bar = 1.71; break; case 411: bar = 1.71; break; case 412: bar = 1.7; break; case 413: bar = 1.7; break; case 414: bar = 1.69; break; case 415: bar = 1.69; break; case 416: bar = 1.68; break; case 417: bar = 1.67; break; case 418: bar = 1.67; break; case 419: bar = 1.66; break; case 420: bar = 1.66; break; case 421: bar = 1.65; break; case 422: bar = 1.65; break; case 423: bar = 1.64; break; case 424: bar = 1.64; break; case 425: bar = 1.63; break; case 426: bar = 1.63; break; case 427: bar = 1.62; break; case 428: bar = 1.62; break; case 429: bar = 1.61; break; case 430: bar = 1.61; break; case 431: bar = 1.6; break; case 432: bar = 1.6; break; case 433: bar = 1.59; break; case 434: bar = 1.59; break; case 435: bar = 1.58; break; case 436: bar = 1.58; break; case 437: bar = 1.57; break; case 438: bar = 1.57; break; case 439: bar = 1.56; break; case 440: bar = 1.56; break; case 441: bar = 1.55; break; case 442: bar = 1.55; break; case 443: bar = 1.54; break; case 444: bar = 1.54; break; case 445: bar = 1.53; break; case 446: bar = 1.53; break; case 447: bar = 1.53; break; case 448: bar = 1.52; break; case 449: bar = 1.52; break; case 450: bar = 1.51; break; case 451: bar = 1.51; break; case 452: bar = 1.5; break; case 453: bar = 1.5; break; case 454: bar = 1.49; break; case 455: bar = 1.49; break; case 456: bar = 1.48; break; case 457: bar = 1.48; break; case 458: bar = 1.47; break; case 459: bar = 1.47; break; case 460: bar = 1.47; break; case 461: bar = 1.46; break; case 462: bar = 1.46; break; case 463: bar = 1.45; break; case 464: bar = 1.45; break; case 465: bar = 1.44; break; case 466: bar = 1.44; break; case 467: bar = 1.44; break; case 468: bar = 1.43; break; case 469: bar = 1.43; break; case 470: bar = 1.42; break; case 471: bar = 1.42; break; case 472: bar = 1.41; break; case 473: bar = 1.41; break; case 474: bar = 1.41; break; case 475: bar = 1.4; break; case 476: bar = 1.4; break; case 477: bar = 1.39; break; case 478: bar = 1.39; break; case 479: bar = 1.38; break; case 480: bar = 1.38; break; case 481: bar = 1.38; break; case 482: bar = 1.37; break; case 483: bar = 1.37; break; case 484: bar = 1.36; break; case 485: bar = 1.36; break; case 486: bar = 1.36; break; case 487: bar = 1.35; break; case 488: bar = 1.35; break; case 489: bar = 1.34; break; case 490: bar = 1.34; break; case 491: bar = 1.34; break; case 492: bar = 1.33; break; case 493: bar = 1.33; break; case 494: bar = 1.32; break; case 495: bar = 1.32; break; case 496: bar = 1.32; break; case 497: bar = 1.31; break; case 498: bar = 1.31; break; case 499: bar = 1.3; break; case 500: bar = 1.3; break; case 501: bar = 1.3; break; case 502: bar = 1.29; break; case 503: bar = 1.29; break; case 504: bar = 1.29; break; case 505: bar = 1.28; break; case 506: bar = 1.28; break; case 507: bar = 1.27; break; case 508: bar = 1.27; break; case 509: bar = 1.27; break; case 510: bar = 1.26; break; case 511: bar = 1.26; break; case 512: bar = 1.26; break; case 513: bar = 1.25; break; case 514: bar = 1.25; break; case 515: bar = 1.24; break; case 516: bar = 1.24; break; case 517: bar = 1.24; break; case 518: bar = 1.23; break; case 519: bar = 1.23; break; case 520: bar = 1.23; break; case 521: bar = 1.22; break; case 522: bar = 1.22; break; case 523: bar = 1.22; break; case 524: bar = 1.21; break; case 525: bar = 1.21; break; case 526: bar = 1.21; break; case 527: bar = 1.2; break; case 528: bar = 1.2; break; case 529: bar = 1.2; break; case 530: bar = 1.19; break; case 531: bar = 1.19; break; case 532: bar = 1.18; break; case 533: bar = 1.18; break; case 534: bar = 1.18; break; case 535: bar = 1.17; break; case 536: bar = 1.17; break; case 537: bar = 1.17; break; case 538: bar = 1.16; break; case 539: bar = 1.16; break; case 540: bar = 1.16; break; case 541: bar = 1.15; break; case 542: bar = 1.15; break; case 543: bar = 1.15; break; case 544: bar = 1.14; break; case 545: bar = 1.14; break; case 546: bar = 1.14; break; case 547: bar = 1.13; break; case 548: bar = 1.13; break; case 549: bar = 1.13; break; case 550: bar = 1.12; break; case 551: bar = 1.12; break; case 552: bar = 1.12; break; case 553: bar = 1.12; break; case 554: bar = 1.11; break; case 555: bar = 1.11; break; case 556: bar = 1.11; break; case 557: bar = 1.1; break; case 558: bar = 1.1; break; case 559: bar = 1.1; break; case 560: bar = 1.09; break; case 561: bar = 1.09; break; case 562: bar = 1.09; break; case 563: bar = 1.08; break; case 564: bar = 1.08; break; case 565: bar = 1.08; break; case 566: bar = 1.07; break; case 567: bar = 1.07; break; case 568: bar = 1.07; break; case 569: bar = 1.07; break; case 570: bar = 1.06; break; case 571: bar = 1.06; break; case 572: bar = 1.06; break; case 573: bar = 1.05; break; case 574: bar = 1.05; break; case 575: bar = 1.05; break; case 576: bar = 1.04; break; case 577: bar = 1.04; break; case 578: bar = 1.04; break; case 579: bar = 1.04; break; case 580: bar = 1.03; break; case 581: bar = 1.03; break; case 582: bar = 1.03; break; case 583: bar = 1.02; break; case 584: bar = 1.02; break; case 585: bar = 1.02; break; case 586: bar = 1.02; break; case 587: bar = 1.01; break; case 588: bar = 1.01; break; case 589: bar = 1.01; break; case 590: bar = 1; break; case 591: bar = 1; break; case 592: bar = 1; break; case 593: bar = 1; break; case 594: bar = 0.99; break; case 595: bar = 0.99; break; case 596: bar = 0.99; break; case 597: bar = 0.98; break; case 598: bar = 0.98; break; case 599: bar = 0.98; break; case 600: bar = 0.98; break; case 601: bar = 0.97; break; case 602: bar = 0.97; break; case 603: bar = 0.97; break; case 604: bar = 0.96; break; case 605: bar = 0.96; break; case 606: bar = 0.96; break; case 607: bar = 0.96; break; case 608: bar = 0.95; break; case 609: bar = 0.95; break; case 610: bar = 0.95; break; case 611: bar = 0.95; break; case 612: bar = 0.94; break; case 613: bar = 0.94; break; case 614: bar = 0.94; break; case 615: bar = 0.94; break; case 616: bar = 0.93; break; case 617: bar = 0.93; break; case 618: bar = 0.93; break; case 619: bar = 0.92; break; case 620: bar = 0.92; break; case 621: bar = 0.92; break; case 622: bar = 0.92; break; case 623: bar = 0.91; break; case 624: bar = 0.91; break; case 625: bar = 0.91; break; case 626: bar = 0.91; break; case 627: bar = 0.9; break; case 628: bar = 0.9; break; case 629: bar = 0.9; break; case 630: bar = 0.9; break; case 631: bar = 0.89; break; case 632: bar = 0.89; break; case 633: bar = 0.89; break; case 634: bar = 0.89; break; case 635: bar = 0.88; break; case 636: bar = 0.88; break; case 637: bar = 0.88; break; case 638: bar = 0.88; break; case 639: bar = 0.87; break; case 640: bar = 0.87; break; case 641: bar = 0.87; break; case 642: bar = 0.87; break; case 643: bar = 0.86; break; case 644: bar = 0.86; break; case 645: bar = 0.86; break; case 646: bar = 0.86; break; case 647: bar = 0.85; break; case 648: bar = 0.85; break; case 649: bar = 0.85; break; case 650: bar = 0.85; break; case 651: bar = 0.84; break; case 652: bar = 0.84; break; case 653: bar = 0.84; break; case 654: bar = 0.84; break; case 655: bar = 0.84; break; case 656: bar = 0.83; break; case 657: bar = 0.83; break; case 658: bar = 0.83; break; case 659: bar = 0.83; break; case 660: bar = 0.82; break; case 661: bar = 0.82; break; case 662: bar = 0.82; break; case 663: bar = 0.82; break; case 664: bar = 0.81; break; case 665: bar = 0.81; break; case 666: bar = 0.81; break; case 667: bar = 0.81; break; case 668: bar = 0.81; break; case 669: bar = 0.8; break; case 670: bar = 0.8; break; case 671: bar = 0.8; break; case 672: bar = 0.8; break; case 673: bar = 0.79; break; case 674: bar = 0.79; break; case 675: bar = 0.79; break; case 676: bar = 0.79; break; case 677: bar = 0.78; break; case 678: bar = 0.78; break; case 679: bar = 0.78; break; case 680: bar = 0.78; break; case 681: bar = 0.78; break; case 682: bar = 0.77; break; case 683: bar = 0.77; break; case 684: bar = 0.77; break; case 685: bar = 0.77; break; case 686: bar = 0.77; break; case 687: bar = 0.76; break; case 688: bar = 0.76; break; case 689: bar = 0.76; break; case 690: bar = 0.76; break; case 691: bar = 0.75; break; case 692: bar = 0.75; break; case 693: bar = 0.75; break; case 694: bar = 0.75; break; case 695: bar = 0.75; break; case 696: bar = 0.74; break; case 697: bar = 0.74; break; case 698: bar = 0.74; break; case 699: bar = 0.74; break; case 700: bar = 0.74; break; case 701: bar = 0.73; break; case 702: bar = 0.73; break; case 703: bar = 0.73; break; case 704: bar = 0.73; break; case 705: bar = 0.72; break; case 706: bar = 0.72; break; case 707: bar = 0.72; break; case 708: bar = 0.72; break; case 709: bar = 0.72; break; case 710: bar = 0.71; break; case 711: bar = 0.71; break; case 712: bar = 0.71; break; case 713: bar = 0.71; break; case 714: bar = 0.71; break; case 715: bar = 0.7; break; case 716: bar = 0.7; break; case 717: bar = 0.7; break; case 718: bar = 0.7; break; case 719: bar = 0.7; break; case 720: bar = 0.69; break; case 721: bar = 0.69; break; case 722: bar = 0.69; break; case 723: bar = 0.69; break; case 724: bar = 0.69; break; case 725: bar = 0.68; break; case 726: bar = 0.68; break; case 727: bar = 0.68; break; case 728: bar = 0.68; break; case 729: bar = 0.68; break; case 730: bar = 0.67; break; case 731: bar = 0.67; break; case 732: bar = 0.67; break; case 733: bar = 0.67; break; case 734: bar = 0.67; break; case 735: bar = 0.67; break; case 736: bar = 0.66; break; case 737: bar = 0.66; break; case 738: bar = 0.66; break; case 739: bar = 0.66; break; case 740: bar = 0.66; break; case 741: bar = 0.65; break; case 742: bar = 0.65; break; case 743: bar = 0.65; break; case 744: bar = 0.65; break; case 745: bar = 0.65; break; case 746: bar = 0.64; break; case 747: bar = 0.64; break; case 748: bar = 0.64; break; case 749: bar = 0.64; break; case 750: bar = 0.64; break; case 751: bar = 0.64; break; case 752: bar = 0.63; break; case 753: bar = 0.63; break; case 754: bar = 0.63; break; case 755: bar = 0.63; break; case 756: bar = 0.63; break; case 757: bar = 0.62; break; case 758: bar = 0.62; break; case 759: bar = 0.62; break; case 760: bar = 0.62; break; case 761: bar = 0.62; break; case 762: bar = 0.61; break; case 763: bar = 0.61; break; case 764: bar = 0.61; break; case 765: bar = 0.61; break; case 766: bar = 0.61; break; case 767: bar = 0.61; break; case 768: bar = 0.6; break; case 769: bar = 0.6; break; case 770: bar = 0.6; break; case 771: bar = 0.6; break; case 772: bar = 0.6; break; case 773: bar = 0.6; break; case 774: bar = 0.59; break; case 775: bar = 0.59; break; case 776: bar = 0.59; break; case 777: bar = 0.59; break; case 778: bar = 0.59; break; case 779: bar = 0.59; break; case 780: bar = 0.58; break; case 781: bar = 0.58; break; case 782: bar = 0.58; break; case 783: bar = 0.58; break; case 784: bar = 0.58; break; case 785: bar = 0.57; break; case 786: bar = 0.57; break; case 787: bar = 0.57; break; case 788: bar = 0.57; break; case 789: bar = 0.57; break; case 790: bar = 0.57; break; case 791: bar = 0.56; break; case 792: bar = 0.56; break; case 793: bar = 0.56; break; case 794: bar = 0.56; break; case 795: bar = 0.56; break; case 796: bar = 0.56; break; case 797: bar = 0.55; break; case 798: bar = 0.55; break; case 799: bar = 0.55; break; case 800: bar = 0.55; break; case 801: bar = 0.55; break; case 802: bar = 0.55; break; case 803: bar = 0.54; break; case 804: bar = 0.54; break; case 805: bar = 0.54; break; case 806: bar = 0.54; break; case 807: bar = 0.54; break; case 808: bar = 0.54; break; case 809: bar = 0.53; break; case 810: bar = 0.53; break; case 811: bar = 0.53; break; case 812: bar = 0.53; break; case 813: bar = 0.53; break; case 814: bar = 0.53; break; case 815: bar = 0.53; break; case 816: bar = 0.52; break; case 817: bar = 0.52; break; case 818: bar = 0.52; break; case 819: bar = 0.52; break; case 820: bar = 0.52; break; case 821: bar = 0.52; break; case 822: bar = 0.51; break; case 823: bar = 0.51; break; case 824: bar = 0.51; break; case 825: bar = 0.51; break; case 826: bar = 0.51; break; case 827: bar = 0.51; break; case 828: bar = 0.5; break; case 829: bar = 0.5; break; case 830: bar = 0.5; break; case 831: bar = 0.5; break; case 832: bar = 0.5; break; case 833: bar = 0.5; break; case 834: bar = 0.5; break; case 835: bar = 0.49; break; case 836: bar = 0.49; break; case 837: bar = 0.49; break; case 838: bar = 0.49; break; case 839: bar = 0.49; break; case 840: bar = 0.49; break; case 841: bar = 0.48; break; case 842: bar = 0.48; break; case 843: bar = 0.48; break; case 844: bar = 0.48; break; case 845: bar = 0.48; break; case 846: bar = 0.48; break; case 847: bar = 0.48; break; case 848: bar = 0.47; break; case 849: bar = 0.47; break; case 850: bar = 0.47; break; case 851: bar = 0.47; break; case 852: bar = 0.47; break; case 853: bar = 0.47; break; case 854: bar = 0.47; break; case 855: bar = 0.46; break; case 856: bar = 0.46; break; case 857: bar = 0.46; break; case 858: bar = 0.46; break; case 859: bar = 0.46; break; case 860: bar = 0.46; break; case 861: bar = 0.46; break; case 862: bar = 0.45; break; case 863: bar = 0.45; break; case 864: bar = 0.45; break; case 865: bar = 0.45; break; case 866: bar = 0.45; break; case 867: bar = 0.45; break; case 868: bar = 0.45; break; case 869: bar = 0.44; break; case 870: bar = 0.44; break; case 871: bar = 0.44; break; case 872: bar = 0.44; break; case 873: bar = 0.44; break; case 874: bar = 0.44; break; case 875: bar = 0.44; break; case 876: bar = 0.43; break; case 877: bar = 0.43; break; case 878: bar = 0.43; break; case 879: bar = 0.43; break; case 880: bar = 0.43; break; case 881: bar = 0.43; break; case 882: bar = 0.43; break; case 883: bar = 0.42; break; case 884: bar = 0.42; break; case 885: bar = 0.42; break; case 886: bar = 0.42; break; case 887: bar = 0.42; break; case 888: bar = 0.42; break; case 889: bar = 0.42; break; case 890: bar = 0.41; break; case 891: bar = 0.41; break; case 892: bar = 0.41; break; case 893: bar = 0.41; break; case 894: bar = 0.41; break; case 895: bar = 0.41; break; case 896: bar = 0.41; break; case 897: bar = 0.41; break; case 898: bar = 0.4; break; case 899: bar = 0.4; break; case 900: bar = 0.4; break; case 901: bar = 0.4; break; case 902: bar = 0.4; break; case 903: bar = 0.4; break; case 904: bar = 0.4; break; case 905: bar = 0.39; break; case 906: bar = 0.39; break; case 907: bar = 0.39; break; case 908: bar = 0.39; break; case 909: bar = 0.39; break; case 910: bar = 0.39; break; case 911: bar = 0.39; break; case 912: bar = 0.39; break; case 913: bar = 0.38; break; case 914: bar = 0.38; break; case 915: bar = 0.38; break; case 916: bar = 0.38; break; case 917: bar = 0.38; break; case 918: bar = 0.38; break; case 919: bar = 0.38; break; case 920: bar = 0.38; break; case 921: bar = 0.37; break; case 922: bar = 0.37; break; case 923: bar = 0.37; break; case 924: bar = 0.37; break; case 925: bar = 0.37; break; case 926: bar = 0.37; break; case 927: bar = 0.37; break; case 928: bar = 0.37; break; case 929: bar = 0.36; break; case 930: bar = 0.36; break; case 931: bar = 0.36; break; case 932: bar = 0.36; break; case 933: bar = 0.36; break; case 934: bar = 0.36; break; case 935: bar = 0.36; break; case 936: bar = 0.36; break; case 937: bar = 0.35; break; case 938: bar = 0.35; break; case 939: bar = 0.35; break; case 940: bar = 0.35; break; case 941: bar = 0.35; break; case 942: bar = 0.35; break; case 943: bar = 0.35; break; case 944: bar = 0.35; break; case 945: bar = 0.34; break; case 946: bar = 0.34; break; case 947: bar = 0.34; break; case 948: bar = 0.34; break; case 949: bar = 0.34; break; case 950: bar = 0.34; break; case 951: bar = 0.34; break; case 952: bar = 0.34; break; case 953: bar = 0.33; break; case 954: bar = 0.33; break; case 955: bar = 0.33; break; case 956: bar = 0.33; break; case 957: bar = 0.33; break; case 958: bar = 0.33; break; case 959: bar = 0.33; break; case 960: bar = 0.33; break; case 961: bar = 0.32; break; case 962: bar = 0.32; break; case 963: bar = 0.32; break; case 964: bar = 0.32; break; case 965: bar = 0.32; break; case 966: bar = 0.32; break; case 967: bar = 0.32; break; case 968: bar = 0.32; break; case 969: bar = 0.32; break; case 970: bar = 0.31; break; case 971: bar = 0.31; break; case 972: bar = 0.31; break; case 973: bar = 0.31; break; case 974: bar = 0.31; break; case 975: bar = 0.31; break; case 976: bar = 0.31; break; case 977: bar = 0.31; break; case 978: bar = 0.3; break; case 979: bar = 0.3; break; case 980: bar = 0.3; break; case 981: bar = 0.3; break; case 982: bar = 0.3; break; case 983: bar = 0.3; break; case 984: bar = 0.3; break; case 985: bar = 0.3; break; case 986: bar = 0.3; break; case 987: bar = 0.29; break; case 988: bar = 0.29; break; case 989: bar = 0.29; break; case 990: bar = 0.29; break; case 991: bar = 0.29; break; case 992: bar = 0.29; break; case 993: bar = 0.29; break; case 994: bar = 0.29; break; case 995: bar = 0.29; break; case 996: bar = 0.28; break; case 997: bar = 0.28; break; case 998: bar = 0.28; break; case 999: bar = 0.28; break; case 1000: bar = 0.28; break; case 1001: bar = 0.28; break; case 1002: bar = 0.28; break; case 1003: bar = 0.28; break; case 1004: bar = 0.28; break; case 1005: bar = 0.27; break; case 1006: bar = 0.27; break; case 1007: bar = 0.27; break; case 1008: bar = 0.27; break; case 1009: bar = 0.27; break; case 1010: bar = 0.27; break; case 1011: bar = 0.27; break; case 1012: bar = 0.27; break; case 1013: bar = 0.27; break; case 1014: bar = 0.26; break; case 1015: bar = 0.26; break; case 1016: bar = 0.26; break; case 1017: bar = 0.26; break; case 1018: bar = 0.26; break; case 1019: bar = 0.26; break; case 1020: bar = 0.26; break; case 1021: bar = 0.26; break; case 1022: bar = 0.26; break; case 1023: bar = 0.26; break; case 1024: bar = 0.25; break;
case 70: bar = 10.34; break; | case 70: bar = 10.34; break; case 71: bar = 10.21; break; case 72: bar = 10.09; break; case 73: bar = 9.97; break; case 74: bar = 9.85; break; case 75: bar = 9.73; break; case 76: bar = 9.62; break; case 77: bar = 9.51; break; case 78: bar = 9.4; break; case 79: bar = 9.3; break; case 80: bar = 9.19; break; case 81: bar = 9.09; break; case 82: bar = 9; break; case 83: bar = 8.9; break; case 84: bar = 8.81; break; case 85: bar = 8.71; break; case 86: bar = 8.62; break; case 87: bar = 8.53; break; case 88: bar = 8.45; break; case 89: bar = 8.36; break; case 90: bar = 8.28; break; case 91: bar = 8.2; break; case 92: bar = 8.12; break; case 93: bar = 8.04; break; case 94: bar = 7.96; break; case 95: bar = 7.89; break; case 96: bar = 7.81; break; case 97: bar = 7.74; break; case 98: bar = 7.67; break; case 99: bar = 7.6; break; case 100: bar = 7.53; break; case 101: bar = 7.46; break; case 102: bar = 7.4; break; case 103: bar = 7.33; break; case 104: bar = 7.27; break; case 105: bar = 7.2; break; case 106: bar = 7.14; break; case 107: bar = 7.08; break; case 108: bar = 7.02; break; case 109: bar = 6.96; break; case 110: bar = 6.9; break; case 111: bar = 6.85; break; case 112: bar = 6.79; break; case 113: bar = 6.74; break; case 114: bar = 6.68; break; case 115: bar = 6.63; break; case 116: bar = 6.57; break; case 117: bar = 6.52; break; case 118: bar = 6.47; break; case 119: bar = 6.42; break; case 120: bar = 6.37; break; case 121: bar = 6.32; break; case 122: bar = 6.27; break; case 123: bar = 6.23; break; case 124: bar = 6.18; break; case 125: bar = 6.13; break; case 126: bar = 6.09; break; case 127: bar = 6.04; break; case 128: bar = 6; break; case 129: bar = 5.95; break; case 130: bar = 5.91; break; case 131: bar = 5.87; break; case 132: bar = 5.83; break; case 133: bar = 5.79; break; case 134: bar = 5.75; break; case 135: bar = 5.71; break; case 136: bar = 5.67; break; case 137: bar = 5.63; break; case 138: bar = 5.59; break; case 139: bar = 5.55; break; case 140: bar = 5.51; break; case 141: bar = 5.47; break; case 142: bar = 5.44; break; case 143: bar = 5.4; break; case 144: bar = 5.37; break; case 145: bar = 5.33; break; case 146: bar = 5.3; break; case 147: bar = 5.26; break; case 148: bar = 5.23; break; case 149: bar = 5.19; break; case 150: bar = 5.16; break; case 151: bar = 5.13; break; case 152: bar = 5.09; break; case 153: bar = 5.06; break; case 154: bar = 5.03; break; case 155: bar = 5; break; case 156: bar = 4.97; break; case 157: bar = 4.94; break; case 158: bar = 4.91; break; case 159: bar = 4.88; break; case 160: bar = 4.85; break; case 161: bar = 4.82; break; case 162: bar = 4.79; break; case 163: bar = 4.76; break; case 164: bar = 4.73; break; case 165: bar = 4.7; break; case 166: bar = 4.68; break; case 167: bar = 4.65; break; case 168: bar = 4.62; break; case 169: bar = 4.59; break; case 170: bar = 4.57; break; case 171: bar = 4.54; break; case 172: bar = 4.52; break; case 173: bar = 4.49; break; case 174: bar = 4.46; break; case 175: bar = 4.44; break; case 176: bar = 4.41; break; case 177: bar = 4.39; break; case 178: bar = 4.36; break; case 179: bar = 4.34; break; case 180: bar = 4.32; break; case 181: bar = 4.29; break; case 182: bar = 4.27; break; case 183: bar = 4.25; break; case 184: bar = 4.22; break; case 185: bar = 4.2; break; case 186: bar = 4.18; break; case 187: bar = 4.15; break; case 188: bar = 4.13; break; case 189: bar = 4.11; break; case 190: bar = 4.09; break; case 191: bar = 4.07; break; case 192: bar = 4.05; break; case 193: bar = 4.02; break; case 194: bar = 4; break; case 195: bar = 3.98; break; case 196: bar = 3.96; break; case 197: bar = 3.94; break; case 198: bar = 3.92; break; case 199: bar = 3.9; break; case 200: bar = 3.88; break; case 201: bar = 3.86; break; case 202: bar = 3.84; break; case 203: bar = 3.82; break; case 204: bar = 3.8; break; case 205: bar = 3.78; break; case 206: bar = 3.77; break; case 207: bar = 3.75; break; case 208: bar = 3.73; break; case 209: bar = 3.71; break; case 210: bar = 3.69; break; case 211: bar = 3.67; break; case 212: bar = 3.66; break; case 213: bar = 3.64; break; case 214: bar = 3.62; break; case 215: bar = 3.6; break; case 216: bar = 3.59; break; case 217: bar = 3.57; break; case 218: bar = 3.55; break; case 219: bar = 3.53; break; case 220: bar = 3.52; break; case 221: bar = 3.5; break; case 222: bar = 3.48; break; case 223: bar = 3.47; break; case 224: bar = 3.45; break; case 225: bar = 3.44; break; case 226: bar = 3.42; break; case 227: bar = 3.4; break; case 228: bar = 3.39; break; case 229: bar = 3.37; break; case 230: bar = 3.36; break; case 231: bar = 3.34; break; case 232: bar = 3.33; break; case 233: bar = 3.31; break; case 234: bar = 3.3; break; case 235: bar = 3.28; break; case 236: bar = 3.27; break; case 237: bar = 3.25; break; case 238: bar = 3.24; break; case 239: bar = 3.22; break; case 240: bar = 3.21; break; case 241: bar = 3.19; break; case 242: bar = 3.18; break; case 243: bar = 3.17; break; case 244: bar = 3.15; break; case 245: bar = 3.14; break; case 246: bar = 3.12; break; case 247: bar = 3.11; break; case 248: bar = 3.1; break; case 249: bar = 3.08; break; case 250: bar = 3.07; break; case 251: bar = 3.06; break; case 252: bar = 3.04; break; case 253: bar = 3.03; break; case 254: bar = 3.02; break; case 255: bar = 3.01; break; case 256: bar = 2.99; break; case 257: bar = 2.98; break; case 258: bar = 2.97; break; case 259: bar = 2.96; break; case 260: bar = 2.94; break; case 261: bar = 2.93; break; case 262: bar = 2.92; break; case 263: bar = 2.91; break; case 264: bar = 2.89; break; case 265: bar = 2.88; break; case 266: bar = 2.87; break; case 267: bar = 2.86; break; case 268: bar = 2.85; break; case 269: bar = 2.83; break; case 270: bar = 2.82; break; case 271: bar = 2.81; break; case 272: bar = 2.8; break; case 273: bar = 2.79; break; case 274: bar = 2.78; break; case 275: bar = 2.77; break; case 276: bar = 2.76; break; case 277: bar = 2.74; break; case 278: bar = 2.73; break; case 279: bar = 2.72; break; case 280: bar = 2.71; break; case 281: bar = 2.7; break; case 282: bar = 2.69; break; case 283: bar = 2.68; break; case 284: bar = 2.67; break; case 285: bar = 2.66; break; case 286: bar = 2.65; break; case 287: bar = 2.64; break; case 288: bar = 2.63; break; case 289: bar = 2.62; break; case 290: bar = 2.61; break; case 291: bar = 2.6; break; case 292: bar = 2.59; break; case 293: bar = 2.58; break; case 294: bar = 2.57; break; case 295: bar = 2.56; break; case 296: bar = 2.55; break; case 297: bar = 2.54; break; case 298: bar = 2.53; break; case 299: bar = 2.52; break; case 300: bar = 2.51; break; case 301: bar = 2.5; break; case 302: bar = 2.49; break; case 303: bar = 2.48; break; case 304: bar = 2.47; break; case 305: bar = 2.46; break; case 306: bar = 2.45; break; case 307: bar = 2.44; break; case 308: bar = 2.43; break; case 309: bar = 2.42; break; case 310: bar = 2.41; break; case 311: bar = 2.41; break; case 312: bar = 2.4; break; case 313: bar = 2.39; break; case 314: bar = 2.38; break; case 315: bar = 2.37; break; case 316: bar = 2.36; break; case 317: bar = 2.35; break; case 318: bar = 2.34; break; case 319: bar = 2.34; break; case 320: bar = 2.33; break; case 321: bar = 2.32; break; case 322: bar = 2.31; break; case 323: bar = 2.3; break; case 324: bar = 2.29; break; case 325: bar = 2.28; break; case 326: bar = 2.28; break; case 327: bar = 2.27; break; case 328: bar = 2.26; break; case 329: bar = 2.25; break; case 330: bar = 2.24; break; case 331: bar = 2.24; break; case 332: bar = 2.23; break; case 333: bar = 2.22; break; case 334: bar = 2.21; break; case 335: bar = 2.2; break; case 336: bar = 2.2; break; case 337: bar = 2.19; break; case 338: bar = 2.18; break; case 339: bar = 2.17; break; case 340: bar = 2.17; break; case 341: bar = 2.16; break; case 342: bar = 2.15; break; case 343: bar = 2.14; break; case 344: bar = 2.13; break; case 345: bar = 2.13; break; case 346: bar = 2.12; break; case 347: bar = 2.11; break; case 348: bar = 2.11; break; case 349: bar = 2.1; break; case 350: bar = 2.09; break; case 351: bar = 2.08; break; case 352: bar = 2.08; break; case 353: bar = 2.07; break; case 354: bar = 2.06; break; case 355: bar = 2.05; break; case 356: bar = 2.05; break; case 357: bar = 2.04; break; case 358: bar = 2.03; break; case 359: bar = 2.03; break; case 360: bar = 2.02; break; case 361: bar = 2.01; break; case 362: bar = 2.01; break; case 363: bar = 2; break; case 364: bar = 1.99; break; case 365: bar = 1.99; break; case 366: bar = 1.98; break; case 367: bar = 1.97; break; case 368: bar = 1.97; break; case 369: bar = 1.96; break; case 370: bar = 1.95; break; case 371: bar = 1.95; break; case 372: bar = 1.94; break; case 373: bar = 1.93; break; case 374: bar = 1.93; break; case 375: bar = 1.92; break; case 376: bar = 1.91; break; case 377: bar = 1.91; break; case 378: bar = 1.9; break; case 379: bar = 1.89; break; case 380: bar = 1.89; break; case 381: bar = 1.88; break; case 382: bar = 1.88; break; case 383: bar = 1.87; break; case 384: bar = 1.86; break; case 385: bar = 1.86; break; case 386: bar = 1.85; break; case 387: bar = 1.85; break; case 388: bar = 1.84; break; case 389: bar = 1.83; break; case 390: bar = 1.83; break; case 391: bar = 1.82; break; case 392: bar = 1.82; break; case 393: bar = 1.81; break; case 394: bar = 1.8; break; case 395: bar = 1.8; break; case 396: bar = 1.79; break; case 397: bar = 1.79; break; case 398: bar = 1.78; break; case 399: bar = 1.77; break; case 400: bar = 1.77; break; case 401: bar = 1.76; break; case 402: bar = 1.76; break; case 403: bar = 1.75; break; case 404: bar = 1.75; break; case 405: bar = 1.74; break; case 406: bar = 1.73; break; case 407: bar = 1.73; break; case 408: bar = 1.72; break; case 409: bar = 1.72; break; case 410: bar = 1.71; break; case 411: bar = 1.71; break; case 412: bar = 1.7; break; case 413: bar = 1.7; break; case 414: bar = 1.69; break; case 415: bar = 1.69; break; case 416: bar = 1.68; break; case 417: bar = 1.67; break; case 418: bar = 1.67; break; case 419: bar = 1.66; break; case 420: bar = 1.66; break; case 421: bar = 1.65; break; case 422: bar = 1.65; break; case 423: bar = 1.64; break; case 424: bar = 1.64; break; case 425: bar = 1.63; break; case 426: bar = 1.63; break; case 427: bar = 1.62; break; case 428: bar = 1.62; break; case 429: bar = 1.61; break; case 430: bar = 1.61; break; case 431: bar = 1.6; break; case 432: bar = 1.6; break; case 433: bar = 1.59; break; case 434: bar = 1.59; break; case 435: bar = 1.58; break; case 436: bar = 1.58; break; case 437: bar = 1.57; break; case 438: bar = 1.57; break; case 439: bar = 1.56; break; case 440: bar = 1.56; break; case 441: bar = 1.55; break; case 442: bar = 1.55; break; case 443: bar = 1.54; break; case 444: bar = 1.54; break; case 445: bar = 1.53; break; case 446: bar = 1.53; break; case 447: bar = 1.53; break; case 448: bar = 1.52; break; case 449: bar = 1.52; break; case 450: bar = 1.51; break; case 451: bar = 1.51; break; case 452: bar = 1.5; break; case 453: bar = 1.5; break; case 454: bar = 1.49; break; case 455: bar = 1.49; break; case 456: bar = 1.48; break; case 457: bar = 1.48; break; case 458: bar = 1.47; break; case 459: bar = 1.47; break; case 460: bar = 1.47; break; case 461: bar = 1.46; break; case 462: bar = 1.46; break; case 463: bar = 1.45; break; case 464: bar = 1.45; break; case 465: bar = 1.44; break; case 466: bar = 1.44; break; case 467: bar = 1.44; break; case 468: bar = 1.43; break; case 469: bar = 1.43; break; case 470: bar = 1.42; break; case 471: bar = 1.42; break; case 472: bar = 1.41; break; case 473: bar = 1.41; break; case 474: bar = 1.41; break; case 475: bar = 1.4; break; case 476: bar = 1.4; break; case 477: bar = 1.39; break; case 478: bar = 1.39; break; case 479: bar = 1.38; break; case 480: bar = 1.38; break; case 481: bar = 1.38; break; case 482: bar = 1.37; break; case 483: bar = 1.37; break; case 484: bar = 1.36; break; case 485: bar = 1.36; break; case 486: bar = 1.36; break; case 487: bar = 1.35; break; case 488: bar = 1.35; break; case 489: bar = 1.34; break; case 490: bar = 1.34; break; case 491: bar = 1.34; break; case 492: bar = 1.33; break; case 493: bar = 1.33; break; case 494: bar = 1.32; break; case 495: bar = 1.32; break; case 496: bar = 1.32; break; case 497: bar = 1.31; break; case 498: bar = 1.31; break; case 499: bar = 1.3; break; case 500: bar = 1.3; break; case 501: bar = 1.3; break; case 502: bar = 1.29; break; case 503: bar = 1.29; break; case 504: bar = 1.29; break; case 505: bar = 1.28; break; case 506: bar = 1.28; break; case 507: bar = 1.27; break; case 508: bar = 1.27; break; case 509: bar = 1.27; break; case 510: bar = 1.26; break; case 511: bar = 1.26; break; case 512: bar = 1.26; break; case 513: bar = 1.25; break; case 514: bar = 1.25; break; case 515: bar = 1.24; break; case 516: bar = 1.24; break; case 517: bar = 1.24; break; case 518: bar = 1.23; break; case 519: bar = 1.23; break; case 520: bar = 1.23; break; case 521: bar = 1.22; break; case 522: bar = 1.22; break; case 523: bar = 1.22; break; case 524: bar = 1.21; break; case 525: bar = 1.21; break; case 526: bar = 1.21; break; case 527: bar = 1.2; break; case 528: bar = 1.2; break; case 529: bar = 1.2; break; case 530: bar = 1.19; break; case 531: bar = 1.19; break; case 532: bar = 1.18; break; case 533: bar = 1.18; break; case 534: bar = 1.18; break; case 535: bar = 1.17; break; case 536: bar = 1.17; break; case 537: bar = 1.17; break; case 538: bar = 1.16; break; case 539: bar = 1.16; break; case 540: bar = 1.16; break; case 541: bar = 1.15; break; case 542: bar = 1.15; break; case 543: bar = 1.15; break; case 544: bar = 1.14; break; case 545: bar = 1.14; break; case 546: bar = 1.14; break; case 547: bar = 1.13; break; case 548: bar = 1.13; break; case 549: bar = 1.13; break; case 550: bar = 1.12; break; case 551: bar = 1.12; break; case 552: bar = 1.12; break; case 553: bar = 1.12; break; case 554: bar = 1.11; break; case 555: bar = 1.11; break; case 556: bar = 1.11; break; case 557: bar = 1.1; break; case 558: bar = 1.1; break; case 559: bar = 1.1; break; case 560: bar = 1.09; break; case 561: bar = 1.09; break; case 562: bar = 1.09; break; case 563: bar = 1.08; break; case 564: bar = 1.08; break; case 565: bar = 1.08; break; case 566: bar = 1.07; break; case 567: bar = 1.07; break; case 568: bar = 1.07; break; case 569: bar = 1.07; break; case 570: bar = 1.06; break; case 571: bar = 1.06; break; case 572: bar = 1.06; break; case 573: bar = 1.05; break; case 574: bar = 1.05; break; case 575: bar = 1.05; break; case 576: bar = 1.04; break; case 577: bar = 1.04; break; case 578: bar = 1.04; break; case 579: bar = 1.04; break; case 580: bar = 1.03; break; case 581: bar = 1.03; break; case 582: bar = 1.03; break; case 583: bar = 1.02; break; case 584: bar = 1.02; break; case 585: bar = 1.02; break; case 586: bar = 1.02; break; case 587: bar = 1.01; break; case 588: bar = 1.01; break; case 589: bar = 1.01; break; case 590: bar = 1; break; case 591: bar = 1; break; case 592: bar = 1; break; case 593: bar = 1; break; case 594: bar = 0.99; break; case 595: bar = 0.99; break; case 596: bar = 0.99; break; case 597: bar = 0.98; break; case 598: bar = 0.98; break; case 599: bar = 0.98; break; case 600: bar = 0.98; break; case 601: bar = 0.97; break; case 602: bar = 0.97; break; case 603: bar = 0.97; break; case 604: bar = 0.96; break; case 605: bar = 0.96; break; case 606: bar = 0.96; break; case 607: bar = 0.96; break; case 608: bar = 0.95; break; case 609: bar = 0.95; break; case 610: bar = 0.95; break; case 611: bar = 0.95; break; case 612: bar = 0.94; break; case 613: bar = 0.94; break; case 614: bar = 0.94; break; case 615: bar = 0.94; break; case 616: bar = 0.93; break; case 617: bar = 0.93; break; case 618: bar = 0.93; break; case 619: bar = 0.92; break; case 620: bar = 0.92; break; case 621: bar = 0.92; break; case 622: bar = 0.92; break; case 623: bar = 0.91; break; case 624: bar = 0.91; break; case 625: bar = 0.91; break; case 626: bar = 0.91; break; case 627: bar = 0.9; break; case 628: bar = 0.9; break; case 629: bar = 0.9; break; case 630: bar = 0.9; break; case 631: bar = 0.89; break; case 632: bar = 0.89; break; case 633: bar = 0.89; break; case 634: bar = 0.89; break; case 635: bar = 0.88; break; case 636: bar = 0.88; break; case 637: bar = 0.88; break; case 638: bar = 0.88; break; case 639: bar = 0.87; break; case 640: bar = 0.87; break; case 641: bar = 0.87; break; case 642: bar = 0.87; break; case 643: bar = 0.86; break; case 644: bar = 0.86; break; case 645: bar = 0.86; break; case 646: bar = 0.86; break; case 647: bar = 0.85; break; case 648: bar = 0.85; break; case 649: bar = 0.85; break; case 650: bar = 0.85; break; case 651: bar = 0.84; break; case 652: bar = 0.84; break; case 653: bar = 0.84; break; case 654: bar = 0.84; break; case 655: bar = 0.84; break; case 656: bar = 0.83; break; case 657: bar = 0.83; break; case 658: bar = 0.83; break; case 659: bar = 0.83; break; case 660: bar = 0.82; break; case 661: bar = 0.82; break; case 662: bar = 0.82; break; case 663: bar = 0.82; break; case 664: bar = 0.81; break; case 665: bar = 0.81; break; case 666: bar = 0.81; break; case 667: bar = 0.81; break; case 668: bar = 0.81; break; case 669: bar = 0.8; break; case 670: bar = 0.8; break; case 671: bar = 0.8; break; case 672: bar = 0.8; break; case 673: bar = 0.79; break; case 674: bar = 0.79; break; case 675: bar = 0.79; break; case 676: bar = 0.79; break; case 677: bar = 0.78; break; case 678: bar = 0.78; break; case 679: bar = 0.78; break; case 680: bar = 0.78; break; case 681: bar = 0.78; break; case 682: bar = 0.77; break; case 683: bar = 0.77; break; case 684: bar = 0.77; break; case 685: bar = 0.77; break; case 686: bar = 0.77; break; case 687: bar = 0.76; break; case 688: bar = 0.76; break; case 689: bar = 0.76; break; case 690: bar = 0.76; break; case 691: bar = 0.75; break; case 692: bar = 0.75; break; case 693: bar = 0.75; break; case 694: bar = 0.75; break; case 695: bar = 0.75; break; case 696: bar = 0.74; break; case 697: bar = 0.74; break; case 698: bar = 0.74; break; case 699: bar = 0.74; break; case 700: bar = 0.74; break; case 701: bar = 0.73; break; case 702: bar = 0.73; break; case 703: bar = 0.73; break; case 704: bar = 0.73; break; case 705: bar = 0.72; break; case 706: bar = 0.72; break; case 707: bar = 0.72; break; case 708: bar = 0.72; break; case 709: bar = 0.72; break; case 710: bar = 0.71; break; case 711: bar = 0.71; break; case 712: bar = 0.71; break; case 713: bar = 0.71; break; case 714: bar = 0.71; break; case 715: bar = 0.7; break; case 716: bar = 0.7; break; case 717: bar = 0.7; break; case 718: bar = 0.7; break; case 719: bar = 0.7; break; case 720: bar = 0.69; break; case 721: bar = 0.69; break; case 722: bar = 0.69; break; case 723: bar = 0.69; break; case 724: bar = 0.69; break; case 725: bar = 0.68; break; case 726: bar = 0.68; break; case 727: bar = 0.68; break; case 728: bar = 0.68; break; case 729: bar = 0.68; break; case 730: bar = 0.67; break; case 731: bar = 0.67; break; case 732: bar = 0.67; break; case 733: bar = 0.67; break; case 734: bar = 0.67; break; case 735: bar = 0.67; break; case 736: bar = 0.66; break; case 737: bar = 0.66; break; case 738: bar = 0.66; break; case 739: bar = 0.66; break; case 740: bar = 0.66; break; case 741: bar = 0.65; break; case 742: bar = 0.65; break; case 743: bar = 0.65; break; case 744: bar = 0.65; break; case 745: bar = 0.65; break; case 746: bar = 0.64; break; case 747: bar = 0.64; break; case 748: bar = 0.64; break; case 749: bar = 0.64; break; case 750: bar = 0.64; break; case 751: bar = 0.64; break; case 752: bar = 0.63; break; case 753: bar = 0.63; break; case 754: bar = 0.63; break; case 755: bar = 0.63; break; case 756: bar = 0.63; break; case 757: bar = 0.62; break; case 758: bar = 0.62; break; case 759: bar = 0.62; break; case 760: bar = 0.62; break; case 761: bar = 0.62; break; case 762: bar = 0.61; break; case 763: bar = 0.61; break; case 764: bar = 0.61; break; case 765: bar = 0.61; break; case 766: bar = 0.61; break; case 767: bar = 0.61; break; case 768: bar = 0.6; break; case 769: bar = 0.6; break; case 770: bar = 0.6; break; case 771: bar = 0.6; break; case 772: bar = 0.6; break; case 773: bar = 0.6; break; case 774: bar = 0.59; break; case 775: bar = 0.59; break; case 776: bar = 0.59; break; case 777: bar = 0.59; break; case 778: bar = 0.59; break; case 779: bar = 0.59; break; case 780: bar = 0.58; break; case 781: bar = 0.58; break; case 782: bar = 0.58; break; case 783: bar = 0.58; break; case 784: bar = 0.58; break; case 785: bar = 0.57; break; case 786: bar = 0.57; break; case 787: bar = 0.57; break; case 788: bar = 0.57; break; case 789: bar = 0.57; break; case 790: bar = 0.57; break; case 791: bar = 0.56; break; case 792: bar = 0.56; break; case 793: bar = 0.56; break; case 794: bar = 0.56; break; case 795: bar = 0.56; break; case 796: bar = 0.56; break; case 797: bar = 0.55; break; case 798: bar = 0.55; break; case 799: bar = 0.55; break; case 800: bar = 0.55; break; case 801: bar = 0.55; break; case 802: bar = 0.55; break; case 803: bar = 0.54; break; case 804: bar = 0.54; break; case 805: bar = 0.54; break; case 806: bar = 0.54; break; case 807: bar = 0.54; break; case 808: bar = 0.54; break; case 809: bar = 0.53; break; case 810: bar = 0.53; break; case 811: bar = 0.53; break; case 812: bar = 0.53; break; case 813: bar = 0.53; break; case 814: bar = 0.53; break; case 815: bar = 0.53; break; case 816: bar = 0.52; break; case 817: bar = 0.52; break; case 818: bar = 0.52; break; case 819: bar = 0.52; break; case 820: bar = 0.52; break; case 821: bar = 0.52; break; case 822: bar = 0.51; break; case 823: bar = 0.51; break; case 824: bar = 0.51; break; case 825: bar = 0.51; break; case 826: bar = 0.51; break; case 827: bar = 0.51; break; case 828: bar = 0.5; break; case 829: bar = 0.5; break; case 830: bar = 0.5; break; case 831: bar = 0.5; break; case 832: bar = 0.5; break; case 833: bar = 0.5; break; case 834: bar = 0.5; break; case 835: bar = 0.49; break; case 836: bar = 0.49; break; case 837: bar = 0.49; break; case 838: bar = 0.49; break; case 839: bar = 0.49; break; case 840: bar = 0.49; break; case 841: bar = 0.48; break; case 842: bar = 0.48; break; case 843: bar = 0.48; break; case 844: bar = 0.48; break; case 845: bar = 0.48; break; case 846: bar = 0.48; break; case 847: bar = 0.48; break; case 848: bar = 0.47; break; case 849: bar = 0.47; break; case 850: bar = 0.47; break; case 851: bar = 0.47; break; case 852: bar = 0.47; break; case 853: bar = 0.47; break; case 854: bar = 0.47; break; case 855: bar = 0.46; break; case 856: bar = 0.46; break; case 857: bar = 0.46; break; case 858: bar = 0.46; break; case 859: bar = 0.46; break; case 860: bar = 0.46; break; case 861: bar = 0.46; break; case 862: bar = 0.45; break; case 863: bar = 0.45; break; case 864: bar = 0.45; break; case 865: bar = 0.45; break; case 866: bar = 0.45; break; case 867: bar = 0.45; break; case 868: bar = 0.45; break; case 869: bar = 0.44; break; case 870: bar = 0.44; break; case 871: bar = 0.44; break; case 872: bar = 0.44; break; case 873: bar = 0.44; break; case 874: bar = 0.44; break; case 875: bar = 0.44; break; case 876: bar = 0.43; break; case 877: bar = 0.43; break; case 878: bar = 0.43; break; case 879: bar = 0.43; break; case 880: bar = 0.43; break; case 881: bar = 0.43; break; case 882: bar = 0.43; break; case 883: bar = 0.42; break; case 884: bar = 0.42; break; case 885: bar = 0.42; break; case 886: bar = 0.42; break; case 887: bar = 0.42; break; case 888: bar = 0.42; break; case 889: bar = 0.42; break; case 890: bar = 0.41; break; case 891: bar = 0.41; break; case 892: bar = 0.41; break; case 893: bar = 0.41; break; case 894: bar = 0.41; break; case 895: bar = 0.41; break; case 896: bar = 0.41; break; case 897: bar = 0.41; break; case 898: bar = 0.4; break; case 899: bar = 0.4; break; case 900: bar = 0.4; break; case 901: bar = 0.4; break; case 902: bar = 0.4; break; case 903: bar = 0.4; break; case 904: bar = 0.4; break; case 905: bar = 0.39; break; case 906: bar = 0.39; break; case 907: bar = 0.39; break; case 908: bar = 0.39; break; case 909: bar = 0.39; break; case 910: bar = 0.39; break; case 911: bar = 0.39; break; case 912: bar = 0.39; break; case 913: bar = 0.38; break; case 914: bar = 0.38; break; case 915: bar = 0.38; break; case 916: bar = 0.38; break; case 917: bar = 0.38; break; case 918: bar = 0.38; break; case 919: bar = 0.38; break; case 920: bar = 0.38; break; case 921: bar = 0.37; break; case 922: bar = 0.37; break; case 923: bar = 0.37; break; case 924: bar = 0.37; break; case 925: bar = 0.37; break; case 926: bar = 0.37; break; case 927: bar = 0.37; break; case 928: bar = 0.37; break; case 929: bar = 0.36; break; case 930: bar = 0.36; break; case 931: bar = 0.36; break; case 932: bar = 0.36; break; case 933: bar = 0.36; break; case 934: bar = 0.36; break; case 935: bar = 0.36; break; case 936: bar = 0.36; break; case 937: bar = 0.35; break; case 938: bar = 0.35; break; case 939: bar = 0.35; break; case 940: bar = 0.35; break; case 941: bar = 0.35; break; case 942: bar = 0.35; break; case 943: bar = 0.35; break; case 944: bar = 0.35; break; case 945: bar = 0.34; break; case 946: bar = 0.34; break; case 947: bar = 0.34; break; case 948: bar = 0.34; break; case 949: bar = 0.34; break; case 950: bar = 0.34; break; case 951: bar = 0.34; break; case 952: bar = 0.34; break; case 953: bar = 0.33; break; case 954: bar = 0.33; break; case 955: bar = 0.33; break; case 956: bar = 0.33; break; case 957: bar = 0.33; break; case 958: bar = 0.33; break; case 959: bar = 0.33; break; case 960: bar = 0.33; break; case 961: bar = 0.32; break; case 962: bar = 0.32; break; case 963: bar = 0.32; break; case 964: bar = 0.32; break; case 965: bar = 0.32; break; case 966: bar = 0.32; break; case 967: bar = 0.32; break; case 968: bar = 0.32; break; case 969: bar = 0.32; break; case 970: bar = 0.31; break; case 971: bar = 0.31; break; case 972: bar = 0.31; break; case 973: bar = 0.31; break; case 974: bar = 0.31; break; case 975: bar = 0.31; break; case 976: bar = 0.31; break; case 977: bar = 0.31; break; case 978: bar = 0.3; break; case 979: bar = 0.3; break; case 980: bar = 0.3; break; case 981: bar = 0.3; break; case 982: bar = 0.3; break; case 983: bar = 0.3; break; case 984: bar = 0.3; break; case 985: bar = 0.3; break; case 986: bar = 0.3; break; case 987: bar = 0.29; break; case 988: bar = 0.29; break; case 989: bar = 0.29; break; case 990: bar = 0.29; break; case 991: bar = 0.29; break; case 992: bar = 0.29; break; case 993: bar = 0.29; break; case 994: bar = 0.29; break; case 995: bar = 0.29; break; case 996: bar = 0.28; break; case 997: bar = 0.28; break; case 998: bar = 0.28; break; case 999: bar = 0.28; break; case 1000: bar = 0.28; break; case 1001: bar = 0.28; break; case 1002: bar = 0.28; break; case 1003: bar = 0.28; break; case 1004: bar = 0.28; break; case 1005: bar = 0.27; break; case 1006: bar = 0.27; break; case 1007: bar = 0.27; break; case 1008: bar = 0.27; break; case 1009: bar = 0.27; break; case 1010: bar = 0.27; break; case 1011: bar = 0.27; break; case 1012: bar = 0.27; break; case 1013: bar = 0.27; break; case 1014: bar = 0.26; break; case 1015: bar = 0.26; break; case 1016: bar = 0.26; break; case 1017: bar = 0.26; break; case 1018: bar = 0.26; break; case 1019: bar = 0.26; break; case 1020: bar = 0.26; break; case 1021: bar = 0.26; break; case 1022: bar = 0.26; break; case 1023: bar = 0.26; break; case 1024: bar = 0.25; break;
case 71: bar = 10.21; break; | case 71: bar = 10.21; break; case 72: bar = 10.09; break; case 73: bar = 9.97; break; case 74: bar = 9.85; break; case 75: bar = 9.73; break; case 76: bar = 9.62; break; case 77: bar = 9.51; break; case 78: bar = 9.4; break; case 79: bar = 9.3; break; case 80: bar = 9.19; break; case 81: bar = 9.09; break; case 82: bar = 9; break; case 83: bar = 8.9; break; case 84: bar = 8.81; break; case 85: bar = 8.71; break; case 86: bar = 8.62; break; case 87: bar = 8.53; break; case 88: bar = 8.45; break; case 89: bar = 8.36; break; case 90: bar = 8.28; break; case 91: bar = 8.2; break; case 92: bar = 8.12; break; case 93: bar = 8.04; break; case 94: bar = 7.96; break; case 95: bar = 7.89; break; case 96: bar = 7.81; break; case 97: bar = 7.74; break; case 98: bar = 7.67; break; case 99: bar = 7.6; break; case 100: bar = 7.53; break; case 101: bar = 7.46; break; case 102: bar = 7.4; break; case 103: bar = 7.33; break; case 104: bar = 7.27; break; case 105: bar = 7.2; break; case 106: bar = 7.14; break; case 107: bar = 7.08; break; case 108: bar = 7.02; break; case 109: bar = 6.96; break; case 110: bar = 6.9; break; case 111: bar = 6.85; break; case 112: bar = 6.79; break; case 113: bar = 6.74; break; case 114: bar = 6.68; break; case 115: bar = 6.63; break; case 116: bar = 6.57; break; case 117: bar = 6.52; break; case 118: bar = 6.47; break; case 119: bar = 6.42; break; case 120: bar = 6.37; break; case 121: bar = 6.32; break; case 122: bar = 6.27; break; case 123: bar = 6.23; break; case 124: bar = 6.18; break; case 125: bar = 6.13; break; case 126: bar = 6.09; break; case 127: bar = 6.04; break; case 128: bar = 6; break; case 129: bar = 5.95; break; case 130: bar = 5.91; break; case 131: bar = 5.87; break; case 132: bar = 5.83; break; case 133: bar = 5.79; break; case 134: bar = 5.75; break; case 135: bar = 5.71; break; case 136: bar = 5.67; break; case 137: bar = 5.63; break; case 138: bar = 5.59; break; case 139: bar = 5.55; break; case 140: bar = 5.51; break; case 141: bar = 5.47; break; case 142: bar = 5.44; break; case 143: bar = 5.4; break; case 144: bar = 5.37; break; case 145: bar = 5.33; break; case 146: bar = 5.3; break; case 147: bar = 5.26; break; case 148: bar = 5.23; break; case 149: bar = 5.19; break; case 150: bar = 5.16; break; case 151: bar = 5.13; break; case 152: bar = 5.09; break; case 153: bar = 5.06; break; case 154: bar = 5.03; break; case 155: bar = 5; break; case 156: bar = 4.97; break; case 157: bar = 4.94; break; case 158: bar = 4.91; break; case 159: bar = 4.88; break; case 160: bar = 4.85; break; case 161: bar = 4.82; break; case 162: bar = 4.79; break; case 163: bar = 4.76; break; case 164: bar = 4.73; break; case 165: bar = 4.7; break; case 166: bar = 4.68; break; case 167: bar = 4.65; break; case 168: bar = 4.62; break; case 169: bar = 4.59; break; case 170: bar = 4.57; break; case 171: bar = 4.54; break; case 172: bar = 4.52; break; case 173: bar = 4.49; break; case 174: bar = 4.46; break; case 175: bar = 4.44; break; case 176: bar = 4.41; break; case 177: bar = 4.39; break; case 178: bar = 4.36; break; case 179: bar = 4.34; break; case 180: bar = 4.32; break; case 181: bar = 4.29; break; case 182: bar = 4.27; break; case 183: bar = 4.25; break; case 184: bar = 4.22; break; case 185: bar = 4.2; break; case 186: bar = 4.18; break; case 187: bar = 4.15; break; case 188: bar = 4.13; break; case 189: bar = 4.11; break; case 190: bar = 4.09; break; case 191: bar = 4.07; break; case 192: bar = 4.05; break; case 193: bar = 4.02; break; case 194: bar = 4; break; case 195: bar = 3.98; break; case 196: bar = 3.96; break; case 197: bar = 3.94; break; case 198: bar = 3.92; break; case 199: bar = 3.9; break; case 200: bar = 3.88; break; case 201: bar = 3.86; break; case 202: bar = 3.84; break; case 203: bar = 3.82; break; case 204: bar = 3.8; break; case 205: bar = 3.78; break; case 206: bar = 3.77; break; case 207: bar = 3.75; break; case 208: bar = 3.73; break; case 209: bar = 3.71; break; case 210: bar = 3.69; break; case 211: bar = 3.67; break; case 212: bar = 3.66; break; case 213: bar = 3.64; break; case 214: bar = 3.62; break; case 215: bar = 3.6; break; case 216: bar = 3.59; break; case 217: bar = 3.57; break; case 218: bar = 3.55; break; case 219: bar = 3.53; break; case 220: bar = 3.52; break; case 221: bar = 3.5; break; case 222: bar = 3.48; break; case 223: bar = 3.47; break; case 224: bar = 3.45; break; case 225: bar = 3.44; break; case 226: bar = 3.42; break; case 227: bar = 3.4; break; case 228: bar = 3.39; break; case 229: bar = 3.37; break; case 230: bar = 3.36; break; case 231: bar = 3.34; break; case 232: bar = 3.33; break; case 233: bar = 3.31; break; case 234: bar = 3.3; break; case 235: bar = 3.28; break; case 236: bar = 3.27; break; case 237: bar = 3.25; break; case 238: bar = 3.24; break; case 239: bar = 3.22; break; case 240: bar = 3.21; break; case 241: bar = 3.19; break; case 242: bar = 3.18; break; case 243: bar = 3.17; break; case 244: bar = 3.15; break; case 245: bar = 3.14; break; case 246: bar = 3.12; break; case 247: bar = 3.11; break; case 248: bar = 3.1; break; case 249: bar = 3.08; break; case 250: bar = 3.07; break; case 251: bar = 3.06; break; case 252: bar = 3.04; break; case 253: bar = 3.03; break; case 254: bar = 3.02; break; case 255: bar = 3.01; break; case 256: bar = 2.99; break; case 257: bar = 2.98; break; case 258: bar = 2.97; break; case 259: bar = 2.96; break; case 260: bar = 2.94; break; case 261: bar = 2.93; break; case 262: bar = 2.92; break; case 263: bar = 2.91; break; case 264: bar = 2.89; break; case 265: bar = 2.88; break; case 266: bar = 2.87; break; case 267: bar = 2.86; break; case 268: bar = 2.85; break; case 269: bar = 2.83; break; case 270: bar = 2.82; break; case 271: bar = 2.81; break; case 272: bar = 2.8; break; case 273: bar = 2.79; break; case 274: bar = 2.78; break; case 275: bar = 2.77; break; case 276: bar = 2.76; break; case 277: bar = 2.74; break; case 278: bar = 2.73; break; case 279: bar = 2.72; break; case 280: bar = 2.71; break; case 281: bar = 2.7; break; case 282: bar = 2.69; break; case 283: bar = 2.68; break; case 284: bar = 2.67; break; case 285: bar = 2.66; break; case 286: bar = 2.65; break; case 287: bar = 2.64; break; case 288: bar = 2.63; break; case 289: bar = 2.62; break; case 290: bar = 2.61; break; case 291: bar = 2.6; break; case 292: bar = 2.59; break; case 293: bar = 2.58; break; case 294: bar = 2.57; break; case 295: bar = 2.56; break; case 296: bar = 2.55; break; case 297: bar = 2.54; break; case 298: bar = 2.53; break; case 299: bar = 2.52; break; case 300: bar = 2.51; break; case 301: bar = 2.5; break; case 302: bar = 2.49; break; case 303: bar = 2.48; break; case 304: bar = 2.47; break; case 305: bar = 2.46; break; case 306: bar = 2.45; break; case 307: bar = 2.44; break; case 308: bar = 2.43; break; case 309: bar = 2.42; break; case 310: bar = 2.41; break; case 311: bar = 2.41; break; case 312: bar = 2.4; break; case 313: bar = 2.39; break; case 314: bar = 2.38; break; case 315: bar = 2.37; break; case 316: bar = 2.36; break; case 317: bar = 2.35; break; case 318: bar = 2.34; break; case 319: bar = 2.34; break; case 320: bar = 2.33; break; case 321: bar = 2.32; break; case 322: bar = 2.31; break; case 323: bar = 2.3; break; case 324: bar = 2.29; break; case 325: bar = 2.28; break; case 326: bar = 2.28; break; case 327: bar = 2.27; break; case 328: bar = 2.26; break; case 329: bar = 2.25; break; case 330: bar = 2.24; break; case 331: bar = 2.24; break; case 332: bar = 2.23; break; case 333: bar = 2.22; break; case 334: bar = 2.21; break; case 335: bar = 2.2; break; case 336: bar = 2.2; break; case 337: bar = 2.19; break; case 338: bar = 2.18; break; case 339: bar = 2.17; break; case 340: bar = 2.17; break; case 341: bar = 2.16; break; case 342: bar = 2.15; break; case 343: bar = 2.14; break; case 344: bar = 2.13; break; case 345: bar = 2.13; break; case 346: bar = 2.12; break; case 347: bar = 2.11; break; case 348: bar = 2.11; break; case 349: bar = 2.1; break; case 350: bar = 2.09; break; case 351: bar = 2.08; break; case 352: bar = 2.08; break; case 353: bar = 2.07; break; case 354: bar = 2.06; break; case 355: bar = 2.05; break; case 356: bar = 2.05; break; case 357: bar = 2.04; break; case 358: bar = 2.03; break; case 359: bar = 2.03; break; case 360: bar = 2.02; break; case 361: bar = 2.01; break; case 362: bar = 2.01; break; case 363: bar = 2; break; case 364: bar = 1.99; break; case 365: bar = 1.99; break; case 366: bar = 1.98; break; case 367: bar = 1.97; break; case 368: bar = 1.97; break; case 369: bar = 1.96; break; case 370: bar = 1.95; break; case 371: bar = 1.95; break; case 372: bar = 1.94; break; case 373: bar = 1.93; break; case 374: bar = 1.93; break; case 375: bar = 1.92; break; case 376: bar = 1.91; break; case 377: bar = 1.91; break; case 378: bar = 1.9; break; case 379: bar = 1.89; break; case 380: bar = 1.89; break; case 381: bar = 1.88; break; case 382: bar = 1.88; break; case 383: bar = 1.87; break; case 384: bar = 1.86; break; case 385: bar = 1.86; break; case 386: bar = 1.85; break; case 387: bar = 1.85; break; case 388: bar = 1.84; break; case 389: bar = 1.83; break; case 390: bar = 1.83; break; case 391: bar = 1.82; break; case 392: bar = 1.82; break; case 393: bar = 1.81; break; case 394: bar = 1.8; break; case 395: bar = 1.8; break; case 396: bar = 1.79; break; case 397: bar = 1.79; break; case 398: bar = 1.78; break; case 399: bar = 1.77; break; case 400: bar = 1.77; break; case 401: bar = 1.76; break; case 402: bar = 1.76; break; case 403: bar = 1.75; break; case 404: bar = 1.75; break; case 405: bar = 1.74; break; case 406: bar = 1.73; break; case 407: bar = 1.73; break; case 408: bar = 1.72; break; case 409: bar = 1.72; break; case 410: bar = 1.71; break; case 411: bar = 1.71; break; case 412: bar = 1.7; break; case 413: bar = 1.7; break; case 414: bar = 1.69; break; case 415: bar = 1.69; break; case 416: bar = 1.68; break; case 417: bar = 1.67; break; case 418: bar = 1.67; break; case 419: bar = 1.66; break; case 420: bar = 1.66; break; case 421: bar = 1.65; break; case 422: bar = 1.65; break; case 423: bar = 1.64; break; case 424: bar = 1.64; break; case 425: bar = 1.63; break; case 426: bar = 1.63; break; case 427: bar = 1.62; break; case 428: bar = 1.62; break; case 429: bar = 1.61; break; case 430: bar = 1.61; break; case 431: bar = 1.6; break; case 432: bar = 1.6; break; case 433: bar = 1.59; break; case 434: bar = 1.59; break; case 435: bar = 1.58; break; case 436: bar = 1.58; break; case 437: bar = 1.57; break; case 438: bar = 1.57; break; case 439: bar = 1.56; break; case 440: bar = 1.56; break; case 441: bar = 1.55; break; case 442: bar = 1.55; break; case 443: bar = 1.54; break; case 444: bar = 1.54; break; case 445: bar = 1.53; break; case 446: bar = 1.53; break; case 447: bar = 1.53; break; case 448: bar = 1.52; break; case 449: bar = 1.52; break; case 450: bar = 1.51; break; case 451: bar = 1.51; break; case 452: bar = 1.5; break; case 453: bar = 1.5; break; case 454: bar = 1.49; break; case 455: bar = 1.49; break; case 456: bar = 1.48; break; case 457: bar = 1.48; break; case 458: bar = 1.47; break; case 459: bar = 1.47; break; case 460: bar = 1.47; break; case 461: bar = 1.46; break; case 462: bar = 1.46; break; case 463: bar = 1.45; break; case 464: bar = 1.45; break; case 465: bar = 1.44; break; case 466: bar = 1.44; break; case 467: bar = 1.44; break; case 468: bar = 1.43; break; case 469: bar = 1.43; break; case 470: bar = 1.42; break; case 471: bar = 1.42; break; case 472: bar = 1.41; break; case 473: bar = 1.41; break; case 474: bar = 1.41; break; case 475: bar = 1.4; break; case 476: bar = 1.4; break; case 477: bar = 1.39; break; case 478: bar = 1.39; break; case 479: bar = 1.38; break; case 480: bar = 1.38; break; case 481: bar = 1.38; break; case 482: bar = 1.37; break; case 483: bar = 1.37; break; case 484: bar = 1.36; break; case 485: bar = 1.36; break; case 486: bar = 1.36; break; case 487: bar = 1.35; break; case 488: bar = 1.35; break; case 489: bar = 1.34; break; case 490: bar = 1.34; break; case 491: bar = 1.34; break; case 492: bar = 1.33; break; case 493: bar = 1.33; break; case 494: bar = 1.32; break; case 495: bar = 1.32; break; case 496: bar = 1.32; break; case 497: bar = 1.31; break; case 498: bar = 1.31; break; case 499: bar = 1.3; break; case 500: bar = 1.3; break; case 501: bar = 1.3; break; case 502: bar = 1.29; break; case 503: bar = 1.29; break; case 504: bar = 1.29; break; case 505: bar = 1.28; break; case 506: bar = 1.28; break; case 507: bar = 1.27; break; case 508: bar = 1.27; break; case 509: bar = 1.27; break; case 510: bar = 1.26; break; case 511: bar = 1.26; break; case 512: bar = 1.26; break; case 513: bar = 1.25; break; case 514: bar = 1.25; break; case 515: bar = 1.24; break; case 516: bar = 1.24; break; case 517: bar = 1.24; break; case 518: bar = 1.23; break; case 519: bar = 1.23; break; case 520: bar = 1.23; break; case 521: bar = 1.22; break; case 522: bar = 1.22; break; case 523: bar = 1.22; break; case 524: bar = 1.21; break; case 525: bar = 1.21; break; case 526: bar = 1.21; break; case 527: bar = 1.2; break; case 528: bar = 1.2; break; case 529: bar = 1.2; break; case 530: bar = 1.19; break; case 531: bar = 1.19; break; case 532: bar = 1.18; break; case 533: bar = 1.18; break; case 534: bar = 1.18; break; case 535: bar = 1.17; break; case 536: bar = 1.17; break; case 537: bar = 1.17; break; case 538: bar = 1.16; break; case 539: bar = 1.16; break; case 540: bar = 1.16; break; case 541: bar = 1.15; break; case 542: bar = 1.15; break; case 543: bar = 1.15; break; case 544: bar = 1.14; break; case 545: bar = 1.14; break; case 546: bar = 1.14; break; case 547: bar = 1.13; break; case 548: bar = 1.13; break; case 549: bar = 1.13; break; case 550: bar = 1.12; break; case 551: bar = 1.12; break; case 552: bar = 1.12; break; case 553: bar = 1.12; break; case 554: bar = 1.11; break; case 555: bar = 1.11; break; case 556: bar = 1.11; break; case 557: bar = 1.1; break; case 558: bar = 1.1; break; case 559: bar = 1.1; break; case 560: bar = 1.09; break; case 561: bar = 1.09; break; case 562: bar = 1.09; break; case 563: bar = 1.08; break; case 564: bar = 1.08; break; case 565: bar = 1.08; break; case 566: bar = 1.07; break; case 567: bar = 1.07; break; case 568: bar = 1.07; break; case 569: bar = 1.07; break; case 570: bar = 1.06; break; case 571: bar = 1.06; break; case 572: bar = 1.06; break; case 573: bar = 1.05; break; case 574: bar = 1.05; break; case 575: bar = 1.05; break; case 576: bar = 1.04; break; case 577: bar = 1.04; break; case 578: bar = 1.04; break; case 579: bar = 1.04; break; case 580: bar = 1.03; break; case 581: bar = 1.03; break; case 582: bar = 1.03; break; case 583: bar = 1.02; break; case 584: bar = 1.02; break; case 585: bar = 1.02; break; case 586: bar = 1.02; break; case 587: bar = 1.01; break; case 588: bar = 1.01; break; case 589: bar = 1.01; break; case 590: bar = 1; break; case 591: bar = 1; break; case 592: bar = 1; break; case 593: bar = 1; break; case 594: bar = 0.99; break; case 595: bar = 0.99; break; case 596: bar = 0.99; break; case 597: bar = 0.98; break; case 598: bar = 0.98; break; case 599: bar = 0.98; break; case 600: bar = 0.98; break; case 601: bar = 0.97; break; case 602: bar = 0.97; break; case 603: bar = 0.97; break; case 604: bar = 0.96; break; case 605: bar = 0.96; break; case 606: bar = 0.96; break; case 607: bar = 0.96; break; case 608: bar = 0.95; break; case 609: bar = 0.95; break; case 610: bar = 0.95; break; case 611: bar = 0.95; break; case 612: bar = 0.94; break; case 613: bar = 0.94; break; case 614: bar = 0.94; break; case 615: bar = 0.94; break; case 616: bar = 0.93; break; case 617: bar = 0.93; break; case 618: bar = 0.93; break; case 619: bar = 0.92; break; case 620: bar = 0.92; break; case 621: bar = 0.92; break; case 622: bar = 0.92; break; case 623: bar = 0.91; break; case 624: bar = 0.91; break; case 625: bar = 0.91; break; case 626: bar = 0.91; break; case 627: bar = 0.9; break; case 628: bar = 0.9; break; case 629: bar = 0.9; break; case 630: bar = 0.9; break; case 631: bar = 0.89; break; case 632: bar = 0.89; break; case 633: bar = 0.89; break; case 634: bar = 0.89; break; case 635: bar = 0.88; break; case 636: bar = 0.88; break; case 637: bar = 0.88; break; case 638: bar = 0.88; break; case 639: bar = 0.87; break; case 640: bar = 0.87; break; case 641: bar = 0.87; break; case 642: bar = 0.87; break; case 643: bar = 0.86; break; case 644: bar = 0.86; break; case 645: bar = 0.86; break; case 646: bar = 0.86; break; case 647: bar = 0.85; break; case 648: bar = 0.85; break; case 649: bar = 0.85; break; case 650: bar = 0.85; break; case 651: bar = 0.84; break; case 652: bar = 0.84; break; case 653: bar = 0.84; break; case 654: bar = 0.84; break; case 655: bar = 0.84; break; case 656: bar = 0.83; break; case 657: bar = 0.83; break; case 658: bar = 0.83; break; case 659: bar = 0.83; break; case 660: bar = 0.82; break; case 661: bar = 0.82; break; case 662: bar = 0.82; break; case 663: bar = 0.82; break; case 664: bar = 0.81; break; case 665: bar = 0.81; break; case 666: bar = 0.81; break; case 667: bar = 0.81; break; case 668: bar = 0.81; break; case 669: bar = 0.8; break; case 670: bar = 0.8; break; case 671: bar = 0.8; break; case 672: bar = 0.8; break; case 673: bar = 0.79; break; case 674: bar = 0.79; break; case 675: bar = 0.79; break; case 676: bar = 0.79; break; case 677: bar = 0.78; break; case 678: bar = 0.78; break; case 679: bar = 0.78; break; case 680: bar = 0.78; break; case 681: bar = 0.78; break; case 682: bar = 0.77; break; case 683: bar = 0.77; break; case 684: bar = 0.77; break; case 685: bar = 0.77; break; case 686: bar = 0.77; break; case 687: bar = 0.76; break; case 688: bar = 0.76; break; case 689: bar = 0.76; break; case 690: bar = 0.76; break; case 691: bar = 0.75; break; case 692: bar = 0.75; break; case 693: bar = 0.75; break; case 694: bar = 0.75; break; case 695: bar = 0.75; break; case 696: bar = 0.74; break; case 697: bar = 0.74; break; case 698: bar = 0.74; break; case 699: bar = 0.74; break; case 700: bar = 0.74; break; case 701: bar = 0.73; break; case 702: bar = 0.73; break; case 703: bar = 0.73; break; case 704: bar = 0.73; break; case 705: bar = 0.72; break; case 706: bar = 0.72; break; case 707: bar = 0.72; break; case 708: bar = 0.72; break; case 709: bar = 0.72; break; case 710: bar = 0.71; break; case 711: bar = 0.71; break; case 712: bar = 0.71; break; case 713: bar = 0.71; break; case 714: bar = 0.71; break; case 715: bar = 0.7; break; case 716: bar = 0.7; break; case 717: bar = 0.7; break; case 718: bar = 0.7; break; case 719: bar = 0.7; break; case 720: bar = 0.69; break; case 721: bar = 0.69; break; case 722: bar = 0.69; break; case 723: bar = 0.69; break; case 724: bar = 0.69; break; case 725: bar = 0.68; break; case 726: bar = 0.68; break; case 727: bar = 0.68; break; case 728: bar = 0.68; break; case 729: bar = 0.68; break; case 730: bar = 0.67; break; case 731: bar = 0.67; break; case 732: bar = 0.67; break; case 733: bar = 0.67; break; case 734: bar = 0.67; break; case 735: bar = 0.67; break; case 736: bar = 0.66; break; case 737: bar = 0.66; break; case 738: bar = 0.66; break; case 739: bar = 0.66; break; case 740: bar = 0.66; break; case 741: bar = 0.65; break; case 742: bar = 0.65; break; case 743: bar = 0.65; break; case 744: bar = 0.65; break; case 745: bar = 0.65; break; case 746: bar = 0.64; break; case 747: bar = 0.64; break; case 748: bar = 0.64; break; case 749: bar = 0.64; break; case 750: bar = 0.64; break; case 751: bar = 0.64; break; case 752: bar = 0.63; break; case 753: bar = 0.63; break; case 754: bar = 0.63; break; case 755: bar = 0.63; break; case 756: bar = 0.63; break; case 757: bar = 0.62; break; case 758: bar = 0.62; break; case 759: bar = 0.62; break; case 760: bar = 0.62; break; case 761: bar = 0.62; break; case 762: bar = 0.61; break; case 763: bar = 0.61; break; case 764: bar = 0.61; break; case 765: bar = 0.61; break; case 766: bar = 0.61; break; case 767: bar = 0.61; break; case 768: bar = 0.6; break; case 769: bar = 0.6; break; case 770: bar = 0.6; break; case 771: bar = 0.6; break; case 772: bar = 0.6; break; case 773: bar = 0.6; break; case 774: bar = 0.59; break; case 775: bar = 0.59; break; case 776: bar = 0.59; break; case 777: bar = 0.59; break; case 778: bar = 0.59; break; case 779: bar = 0.59; break; case 780: bar = 0.58; break; case 781: bar = 0.58; break; case 782: bar = 0.58; break; case 783: bar = 0.58; break; case 784: bar = 0.58; break; case 785: bar = 0.57; break; case 786: bar = 0.57; break; case 787: bar = 0.57; break; case 788: bar = 0.57; break; case 789: bar = 0.57; break; case 790: bar = 0.57; break; case 791: bar = 0.56; break; case 792: bar = 0.56; break; case 793: bar = 0.56; break; case 794: bar = 0.56; break; case 795: bar = 0.56; break; case 796: bar = 0.56; break; case 797: bar = 0.55; break; case 798: bar = 0.55; break; case 799: bar = 0.55; break; case 800: bar = 0.55; break; case 801: bar = 0.55; break; case 802: bar = 0.55; break; case 803: bar = 0.54; break; case 804: bar = 0.54; break; case 805: bar = 0.54; break; case 806: bar = 0.54; break; case 807: bar = 0.54; break; case 808: bar = 0.54; break; case 809: bar = 0.53; break; case 810: bar = 0.53; break; case 811: bar = 0.53; break; case 812: bar = 0.53; break; case 813: bar = 0.53; break; case 814: bar = 0.53; break; case 815: bar = 0.53; break; case 816: bar = 0.52; break; case 817: bar = 0.52; break; case 818: bar = 0.52; break; case 819: bar = 0.52; break; case 820: bar = 0.52; break; case 821: bar = 0.52; break; case 822: bar = 0.51; break; case 823: bar = 0.51; break; case 824: bar = 0.51; break; case 825: bar = 0.51; break; case 826: bar = 0.51; break; case 827: bar = 0.51; break; case 828: bar = 0.5; break; case 829: bar = 0.5; break; case 830: bar = 0.5; break; case 831: bar = 0.5; break; case 832: bar = 0.5; break; case 833: bar = 0.5; break; case 834: bar = 0.5; break; case 835: bar = 0.49; break; case 836: bar = 0.49; break; case 837: bar = 0.49; break; case 838: bar = 0.49; break; case 839: bar = 0.49; break; case 840: bar = 0.49; break; case 841: bar = 0.48; break; case 842: bar = 0.48; break; case 843: bar = 0.48; break; case 844: bar = 0.48; break; case 845: bar = 0.48; break; case 846: bar = 0.48; break; case 847: bar = 0.48; break; case 848: bar = 0.47; break; case 849: bar = 0.47; break; case 850: bar = 0.47; break; case 851: bar = 0.47; break; case 852: bar = 0.47; break; case 853: bar = 0.47; break; case 854: bar = 0.47; break; case 855: bar = 0.46; break; case 856: bar = 0.46; break; case 857: bar = 0.46; break; case 858: bar = 0.46; break; case 859: bar = 0.46; break; case 860: bar = 0.46; break; case 861: bar = 0.46; break; case 862: bar = 0.45; break; case 863: bar = 0.45; break; case 864: bar = 0.45; break; case 865: bar = 0.45; break; case 866: bar = 0.45; break; case 867: bar = 0.45; break; case 868: bar = 0.45; break; case 869: bar = 0.44; break; case 870: bar = 0.44; break; case 871: bar = 0.44; break; case 872: bar = 0.44; break; case 873: bar = 0.44; break; case 874: bar = 0.44; break; case 875: bar = 0.44; break; case 876: bar = 0.43; break; case 877: bar = 0.43; break; case 878: bar = 0.43; break; case 879: bar = 0.43; break; case 880: bar = 0.43; break; case 881: bar = 0.43; break; case 882: bar = 0.43; break; case 883: bar = 0.42; break; case 884: bar = 0.42; break; case 885: bar = 0.42; break; case 886: bar = 0.42; break; case 887: bar = 0.42; break; case 888: bar = 0.42; break; case 889: bar = 0.42; break; case 890: bar = 0.41; break; case 891: bar = 0.41; break; case 892: bar = 0.41; break; case 893: bar = 0.41; break; case 894: bar = 0.41; break; case 895: bar = 0.41; break; case 896: bar = 0.41; break; case 897: bar = 0.41; break; case 898: bar = 0.4; break; case 899: bar = 0.4; break; case 900: bar = 0.4; break; case 901: bar = 0.4; break; case 902: bar = 0.4; break; case 903: bar = 0.4; break; case 904: bar = 0.4; break; case 905: bar = 0.39; break; case 906: bar = 0.39; break; case 907: bar = 0.39; break; case 908: bar = 0.39; break; case 909: bar = 0.39; break; case 910: bar = 0.39; break; case 911: bar = 0.39; break; case 912: bar = 0.39; break; case 913: bar = 0.38; break; case 914: bar = 0.38; break; case 915: bar = 0.38; break; case 916: bar = 0.38; break; case 917: bar = 0.38; break; case 918: bar = 0.38; break; case 919: bar = 0.38; break; case 920: bar = 0.38; break; case 921: bar = 0.37; break; case 922: bar = 0.37; break; case 923: bar = 0.37; break; case 924: bar = 0.37; break; case 925: bar = 0.37; break; case 926: bar = 0.37; break; case 927: bar = 0.37; break; case 928: bar = 0.37; break; case 929: bar = 0.36; break; case 930: bar = 0.36; break; case 931: bar = 0.36; break; case 932: bar = 0.36; break; case 933: bar = 0.36; break; case 934: bar = 0.36; break; case 935: bar = 0.36; break; case 936: bar = 0.36; break; case 937: bar = 0.35; break; case 938: bar = 0.35; break; case 939: bar = 0.35; break; case 940: bar = 0.35; break; case 941: bar = 0.35; break; case 942: bar = 0.35; break; case 943: bar = 0.35; break; case 944: bar = 0.35; break; case 945: bar = 0.34; break; case 946: bar = 0.34; break; case 947: bar = 0.34; break; case 948: bar = 0.34; break; case 949: bar = 0.34; break; case 950: bar = 0.34; break; case 951: bar = 0.34; break; case 952: bar = 0.34; break; case 953: bar = 0.33; break; case 954: bar = 0.33; break; case 955: bar = 0.33; break; case 956: bar = 0.33; break; case 957: bar = 0.33; break; case 958: bar = 0.33; break; case 959: bar = 0.33; break; case 960: bar = 0.33; break; case 961: bar = 0.32; break; case 962: bar = 0.32; break; case 963: bar = 0.32; break; case 964: bar = 0.32; break; case 965: bar = 0.32; break; case 966: bar = 0.32; break; case 967: bar = 0.32; break; case 968: bar = 0.32; break; case 969: bar = 0.32; break; case 970: bar = 0.31; break; case 971: bar = 0.31; break; case 972: bar = 0.31; break; case 973: bar = 0.31; break; case 974: bar = 0.31; break; case 975: bar = 0.31; break; case 976: bar = 0.31; break; case 977: bar = 0.31; break; case 978: bar = 0.3; break; case 979: bar = 0.3; break; case 980: bar = 0.3; break; case 981: bar = 0.3; break; case 982: bar = 0.3; break; case 983: bar = 0.3; break; case 984: bar = 0.3; break; case 985: bar = 0.3; break; case 986: bar = 0.3; break; case 987: bar = 0.29; break; case 988: bar = 0.29; break; case 989: bar = 0.29; break; case 990: bar = 0.29; break; case 991: bar = 0.29; break; case 992: bar = 0.29; break; case 993: bar = 0.29; break; case 994: bar = 0.29; break; case 995: bar = 0.29; break; case 996: bar = 0.28; break; case 997: bar = 0.28; break; case 998: bar = 0.28; break; case 999: bar = 0.28; break; case 1000: bar = 0.28; break; case 1001: bar = 0.28; break; case 1002: bar = 0.28; break; case 1003: bar = 0.28; break; case 1004: bar = 0.28; break; case 1005: bar = 0.27; break; case 1006: bar = 0.27; break; case 1007: bar = 0.27; break; case 1008: bar = 0.27; break; case 1009: bar = 0.27; break; case 1010: bar = 0.27; break; case 1011: bar = 0.27; break; case 1012: bar = 0.27; break; case 1013: bar = 0.27; break; case 1014: bar = 0.26; break; case 1015: bar = 0.26; break; case 1016: bar = 0.26; break; case 1017: bar = 0.26; break; case 1018: bar = 0.26; break; case 1019: bar = 0.26; break; case 1020: bar = 0.26; break; case 1021: bar = 0.26; break; case 1022: bar = 0.26; break; case 1023: bar = 0.26; break; case 1024: bar = 0.25; break;
case 72: bar = 10.09; break; | case 72: bar = 10.09; break; case 73: bar = 9.97; break; case 74: bar = 9.85; break; case 75: bar = 9.73; break; case 76: bar = 9.62; break; case 77: bar = 9.51; break; case 78: bar = 9.4; break; case 79: bar = 9.3; break; case 80: bar = 9.19; break; case 81: bar = 9.09; break; case 82: bar = 9; break; case 83: bar = 8.9; break; case 84: bar = 8.81; break; case 85: bar = 8.71; break; case 86: bar = 8.62; break; case 87: bar = 8.53; break; case 88: bar = 8.45; break; case 89: bar = 8.36; break; case 90: bar = 8.28; break; case 91: bar = 8.2; break; case 92: bar = 8.12; break; case 93: bar = 8.04; break; case 94: bar = 7.96; break; case 95: bar = 7.89; break; case 96: bar = 7.81; break; case 97: bar = 7.74; break; case 98: bar = 7.67; break; case 99: bar = 7.6; break; case 100: bar = 7.53; break; case 101: bar = 7.46; break; case 102: bar = 7.4; break; case 103: bar = 7.33; break; case 104: bar = 7.27; break; case 105: bar = 7.2; break; case 106: bar = 7.14; break; case 107: bar = 7.08; break; case 108: bar = 7.02; break; case 109: bar = 6.96; break; case 110: bar = 6.9; break; case 111: bar = 6.85; break; case 112: bar = 6.79; break; case 113: bar = 6.74; break; case 114: bar = 6.68; break; case 115: bar = 6.63; break; case 116: bar = 6.57; break; case 117: bar = 6.52; break; case 118: bar = 6.47; break; case 119: bar = 6.42; break; case 120: bar = 6.37; break; case 121: bar = 6.32; break; case 122: bar = 6.27; break; case 123: bar = 6.23; break; case 124: bar = 6.18; break; case 125: bar = 6.13; break; case 126: bar = 6.09; break; case 127: bar = 6.04; break; case 128: bar = 6; break; case 129: bar = 5.95; break; case 130: bar = 5.91; break; case 131: bar = 5.87; break; case 132: bar = 5.83; break; case 133: bar = 5.79; break; case 134: bar = 5.75; break; case 135: bar = 5.71; break; case 136: bar = 5.67; break; case 137: bar = 5.63; break; case 138: bar = 5.59; break; case 139: bar = 5.55; break; case 140: bar = 5.51; break; case 141: bar = 5.47; break; case 142: bar = 5.44; break; case 143: bar = 5.4; break; case 144: bar = 5.37; break; case 145: bar = 5.33; break; case 146: bar = 5.3; break; case 147: bar = 5.26; break; case 148: bar = 5.23; break; case 149: bar = 5.19; break; case 150: bar = 5.16; break; case 151: bar = 5.13; break; case 152: bar = 5.09; break; case 153: bar = 5.06; break; case 154: bar = 5.03; break; case 155: bar = 5; break; case 156: bar = 4.97; break; case 157: bar = 4.94; break; case 158: bar = 4.91; break; case 159: bar = 4.88; break; case 160: bar = 4.85; break; case 161: bar = 4.82; break; case 162: bar = 4.79; break; case 163: bar = 4.76; break; case 164: bar = 4.73; break; case 165: bar = 4.7; break; case 166: bar = 4.68; break; case 167: bar = 4.65; break; case 168: bar = 4.62; break; case 169: bar = 4.59; break; case 170: bar = 4.57; break; case 171: bar = 4.54; break; case 172: bar = 4.52; break; case 173: bar = 4.49; break; case 174: bar = 4.46; break; case 175: bar = 4.44; break; case 176: bar = 4.41; break; case 177: bar = 4.39; break; case 178: bar = 4.36; break; case 179: bar = 4.34; break; case 180: bar = 4.32; break; case 181: bar = 4.29; break; case 182: bar = 4.27; break; case 183: bar = 4.25; break; case 184: bar = 4.22; break; case 185: bar = 4.2; break; case 186: bar = 4.18; break; case 187: bar = 4.15; break; case 188: bar = 4.13; break; case 189: bar = 4.11; break; case 190: bar = 4.09; break; case 191: bar = 4.07; break; case 192: bar = 4.05; break; case 193: bar = 4.02; break; case 194: bar = 4; break; case 195: bar = 3.98; break; case 196: bar = 3.96; break; case 197: bar = 3.94; break; case 198: bar = 3.92; break; case 199: bar = 3.9; break; case 200: bar = 3.88; break; case 201: bar = 3.86; break; case 202: bar = 3.84; break; case 203: bar = 3.82; break; case 204: bar = 3.8; break; case 205: bar = 3.78; break; case 206: bar = 3.77; break; case 207: bar = 3.75; break; case 208: bar = 3.73; break; case 209: bar = 3.71; break; case 210: bar = 3.69; break; case 211: bar = 3.67; break; case 212: bar = 3.66; break; case 213: bar = 3.64; break; case 214: bar = 3.62; break; case 215: bar = 3.6; break; case 216: bar = 3.59; break; case 217: bar = 3.57; break; case 218: bar = 3.55; break; case 219: bar = 3.53; break; case 220: bar = 3.52; break; case 221: bar = 3.5; break; case 222: bar = 3.48; break; case 223: bar = 3.47; break; case 224: bar = 3.45; break; case 225: bar = 3.44; break; case 226: bar = 3.42; break; case 227: bar = 3.4; break; case 228: bar = 3.39; break; case 229: bar = 3.37; break; case 230: bar = 3.36; break; case 231: bar = 3.34; break; case 232: bar = 3.33; break; case 233: bar = 3.31; break; case 234: bar = 3.3; break; case 235: bar = 3.28; break; case 236: bar = 3.27; break; case 237: bar = 3.25; break; case 238: bar = 3.24; break; case 239: bar = 3.22; break; case 240: bar = 3.21; break; case 241: bar = 3.19; break; case 242: bar = 3.18; break; case 243: bar = 3.17; break; case 244: bar = 3.15; break; case 245: bar = 3.14; break; case 246: bar = 3.12; break; case 247: bar = 3.11; break; case 248: bar = 3.1; break; case 249: bar = 3.08; break; case 250: bar = 3.07; break; case 251: bar = 3.06; break; case 252: bar = 3.04; break; case 253: bar = 3.03; break; case 254: bar = 3.02; break; case 255: bar = 3.01; break; case 256: bar = 2.99; break; case 257: bar = 2.98; break; case 258: bar = 2.97; break; case 259: bar = 2.96; break; case 260: bar = 2.94; break; case 261: bar = 2.93; break; case 262: bar = 2.92; break; case 263: bar = 2.91; break; case 264: bar = 2.89; break; case 265: bar = 2.88; break; case 266: bar = 2.87; break; case 267: bar = 2.86; break; case 268: bar = 2.85; break; case 269: bar = 2.83; break; case 270: bar = 2.82; break; case 271: bar = 2.81; break; case 272: bar = 2.8; break; case 273: bar = 2.79; break; case 274: bar = 2.78; break; case 275: bar = 2.77; break; case 276: bar = 2.76; break; case 277: bar = 2.74; break; case 278: bar = 2.73; break; case 279: bar = 2.72; break; case 280: bar = 2.71; break; case 281: bar = 2.7; break; case 282: bar = 2.69; break; case 283: bar = 2.68; break; case 284: bar = 2.67; break; case 285: bar = 2.66; break; case 286: bar = 2.65; break; case 287: bar = 2.64; break; case 288: bar = 2.63; break; case 289: bar = 2.62; break; case 290: bar = 2.61; break; case 291: bar = 2.6; break; case 292: bar = 2.59; break; case 293: bar = 2.58; break; case 294: bar = 2.57; break; case 295: bar = 2.56; break; case 296: bar = 2.55; break; case 297: bar = 2.54; break; case 298: bar = 2.53; break; case 299: bar = 2.52; break; case 300: bar = 2.51; break; case 301: bar = 2.5; break; case 302: bar = 2.49; break; case 303: bar = 2.48; break; case 304: bar = 2.47; break; case 305: bar = 2.46; break; case 306: bar = 2.45; break; case 307: bar = 2.44; break; case 308: bar = 2.43; break; case 309: bar = 2.42; break; case 310: bar = 2.41; break; case 311: bar = 2.41; break; case 312: bar = 2.4; break; case 313: bar = 2.39; break; case 314: bar = 2.38; break; case 315: bar = 2.37; break; case 316: bar = 2.36; break; case 317: bar = 2.35; break; case 318: bar = 2.34; break; case 319: bar = 2.34; break; case 320: bar = 2.33; break; case 321: bar = 2.32; break; case 322: bar = 2.31; break; case 323: bar = 2.3; break; case 324: bar = 2.29; break; case 325: bar = 2.28; break; case 326: bar = 2.28; break; case 327: bar = 2.27; break; case 328: bar = 2.26; break; case 329: bar = 2.25; break; case 330: bar = 2.24; break; case 331: bar = 2.24; break; case 332: bar = 2.23; break; case 333: bar = 2.22; break; case 334: bar = 2.21; break; case 335: bar = 2.2; break; case 336: bar = 2.2; break; case 337: bar = 2.19; break; case 338: bar = 2.18; break; case 339: bar = 2.17; break; case 340: bar = 2.17; break; case 341: bar = 2.16; break; case 342: bar = 2.15; break; case 343: bar = 2.14; break; case 344: bar = 2.13; break; case 345: bar = 2.13; break; case 346: bar = 2.12; break; case 347: bar = 2.11; break; case 348: bar = 2.11; break; case 349: bar = 2.1; break; case 350: bar = 2.09; break; case 351: bar = 2.08; break; case 352: bar = 2.08; break; case 353: bar = 2.07; break; case 354: bar = 2.06; break; case 355: bar = 2.05; break; case 356: bar = 2.05; break; case 357: bar = 2.04; break; case 358: bar = 2.03; break; case 359: bar = 2.03; break; case 360: bar = 2.02; break; case 361: bar = 2.01; break; case 362: bar = 2.01; break; case 363: bar = 2; break; case 364: bar = 1.99; break; case 365: bar = 1.99; break; case 366: bar = 1.98; break; case 367: bar = 1.97; break; case 368: bar = 1.97; break; case 369: bar = 1.96; break; case 370: bar = 1.95; break; case 371: bar = 1.95; break; case 372: bar = 1.94; break; case 373: bar = 1.93; break; case 374: bar = 1.93; break; case 375: bar = 1.92; break; case 376: bar = 1.91; break; case 377: bar = 1.91; break; case 378: bar = 1.9; break; case 379: bar = 1.89; break; case 380: bar = 1.89; break; case 381: bar = 1.88; break; case 382: bar = 1.88; break; case 383: bar = 1.87; break; case 384: bar = 1.86; break; case 385: bar = 1.86; break; case 386: bar = 1.85; break; case 387: bar = 1.85; break; case 388: bar = 1.84; break; case 389: bar = 1.83; break; case 390: bar = 1.83; break; case 391: bar = 1.82; break; case 392: bar = 1.82; break; case 393: bar = 1.81; break; case 394: bar = 1.8; break; case 395: bar = 1.8; break; case 396: bar = 1.79; break; case 397: bar = 1.79; break; case 398: bar = 1.78; break; case 399: bar = 1.77; break; case 400: bar = 1.77; break; case 401: bar = 1.76; break; case 402: bar = 1.76; break; case 403: bar = 1.75; break; case 404: bar = 1.75; break; case 405: bar = 1.74; break; case 406: bar = 1.73; break; case 407: bar = 1.73; break; case 408: bar = 1.72; break; case 409: bar = 1.72; break; case 410: bar = 1.71; break; case 411: bar = 1.71; break; case 412: bar = 1.7; break; case 413: bar = 1.7; break; case 414: bar = 1.69; break; case 415: bar = 1.69; break; case 416: bar = 1.68; break; case 417: bar = 1.67; break; case 418: bar = 1.67; break; case 419: bar = 1.66; break; case 420: bar = 1.66; break; case 421: bar = 1.65; break; case 422: bar = 1.65; break; case 423: bar = 1.64; break; case 424: bar = 1.64; break; case 425: bar = 1.63; break; case 426: bar = 1.63; break; case 427: bar = 1.62; break; case 428: bar = 1.62; break; case 429: bar = 1.61; break; case 430: bar = 1.61; break; case 431: bar = 1.6; break; case 432: bar = 1.6; break; case 433: bar = 1.59; break; case 434: bar = 1.59; break; case 435: bar = 1.58; break; case 436: bar = 1.58; break; case 437: bar = 1.57; break; case 438: bar = 1.57; break; case 439: bar = 1.56; break; case 440: bar = 1.56; break; case 441: bar = 1.55; break; case 442: bar = 1.55; break; case 443: bar = 1.54; break; case 444: bar = 1.54; break; case 445: bar = 1.53; break; case 446: bar = 1.53; break; case 447: bar = 1.53; break; case 448: bar = 1.52; break; case 449: bar = 1.52; break; case 450: bar = 1.51; break; case 451: bar = 1.51; break; case 452: bar = 1.5; break; case 453: bar = 1.5; break; case 454: bar = 1.49; break; case 455: bar = 1.49; break; case 456: bar = 1.48; break; case 457: bar = 1.48; break; case 458: bar = 1.47; break; case 459: bar = 1.47; break; case 460: bar = 1.47; break; case 461: bar = 1.46; break; case 462: bar = 1.46; break; case 463: bar = 1.45; break; case 464: bar = 1.45; break; case 465: bar = 1.44; break; case 466: bar = 1.44; break; case 467: bar = 1.44; break; case 468: bar = 1.43; break; case 469: bar = 1.43; break; case 470: bar = 1.42; break; case 471: bar = 1.42; break; case 472: bar = 1.41; break; case 473: bar = 1.41; break; case 474: bar = 1.41; break; case 475: bar = 1.4; break; case 476: bar = 1.4; break; case 477: bar = 1.39; break; case 478: bar = 1.39; break; case 479: bar = 1.38; break; case 480: bar = 1.38; break; case 481: bar = 1.38; break; case 482: bar = 1.37; break; case 483: bar = 1.37; break; case 484: bar = 1.36; break; case 485: bar = 1.36; break; case 486: bar = 1.36; break; case 487: bar = 1.35; break; case 488: bar = 1.35; break; case 489: bar = 1.34; break; case 490: bar = 1.34; break; case 491: bar = 1.34; break; case 492: bar = 1.33; break; case 493: bar = 1.33; break; case 494: bar = 1.32; break; case 495: bar = 1.32; break; case 496: bar = 1.32; break; case 497: bar = 1.31; break; case 498: bar = 1.31; break; case 499: bar = 1.3; break; case 500: bar = 1.3; break; case 501: bar = 1.3; break; case 502: bar = 1.29; break; case 503: bar = 1.29; break; case 504: bar = 1.29; break; case 505: bar = 1.28; break; case 506: bar = 1.28; break; case 507: bar = 1.27; break; case 508: bar = 1.27; break; case 509: bar = 1.27; break; case 510: bar = 1.26; break; case 511: bar = 1.26; break; case 512: bar = 1.26; break; case 513: bar = 1.25; break; case 514: bar = 1.25; break; case 515: bar = 1.24; break; case 516: bar = 1.24; break; case 517: bar = 1.24; break; case 518: bar = 1.23; break; case 519: bar = 1.23; break; case 520: bar = 1.23; break; case 521: bar = 1.22; break; case 522: bar = 1.22; break; case 523: bar = 1.22; break; case 524: bar = 1.21; break; case 525: bar = 1.21; break; case 526: bar = 1.21; break; case 527: bar = 1.2; break; case 528: bar = 1.2; break; case 529: bar = 1.2; break; case 530: bar = 1.19; break; case 531: bar = 1.19; break; case 532: bar = 1.18; break; case 533: bar = 1.18; break; case 534: bar = 1.18; break; case 535: bar = 1.17; break; case 536: bar = 1.17; break; case 537: bar = 1.17; break; case 538: bar = 1.16; break; case 539: bar = 1.16; break; case 540: bar = 1.16; break; case 541: bar = 1.15; break; case 542: bar = 1.15; break; case 543: bar = 1.15; break; case 544: bar = 1.14; break; case 545: bar = 1.14; break; case 546: bar = 1.14; break; case 547: bar = 1.13; break; case 548: bar = 1.13; break; case 549: bar = 1.13; break; case 550: bar = 1.12; break; case 551: bar = 1.12; break; case 552: bar = 1.12; break; case 553: bar = 1.12; break; case 554: bar = 1.11; break; case 555: bar = 1.11; break; case 556: bar = 1.11; break; case 557: bar = 1.1; break; case 558: bar = 1.1; break; case 559: bar = 1.1; break; case 560: bar = 1.09; break; case 561: bar = 1.09; break; case 562: bar = 1.09; break; case 563: bar = 1.08; break; case 564: bar = 1.08; break; case 565: bar = 1.08; break; case 566: bar = 1.07; break; case 567: bar = 1.07; break; case 568: bar = 1.07; break; case 569: bar = 1.07; break; case 570: bar = 1.06; break; case 571: bar = 1.06; break; case 572: bar = 1.06; break; case 573: bar = 1.05; break; case 574: bar = 1.05; break; case 575: bar = 1.05; break; case 576: bar = 1.04; break; case 577: bar = 1.04; break; case 578: bar = 1.04; break; case 579: bar = 1.04; break; case 580: bar = 1.03; break; case 581: bar = 1.03; break; case 582: bar = 1.03; break; case 583: bar = 1.02; break; case 584: bar = 1.02; break; case 585: bar = 1.02; break; case 586: bar = 1.02; break; case 587: bar = 1.01; break; case 588: bar = 1.01; break; case 589: bar = 1.01; break; case 590: bar = 1; break; case 591: bar = 1; break; case 592: bar = 1; break; case 593: bar = 1; break; case 594: bar = 0.99; break; case 595: bar = 0.99; break; case 596: bar = 0.99; break; case 597: bar = 0.98; break; case 598: bar = 0.98; break; case 599: bar = 0.98; break; case 600: bar = 0.98; break; case 601: bar = 0.97; break; case 602: bar = 0.97; break; case 603: bar = 0.97; break; case 604: bar = 0.96; break; case 605: bar = 0.96; break; case 606: bar = 0.96; break; case 607: bar = 0.96; break; case 608: bar = 0.95; break; case 609: bar = 0.95; break; case 610: bar = 0.95; break; case 611: bar = 0.95; break; case 612: bar = 0.94; break; case 613: bar = 0.94; break; case 614: bar = 0.94; break; case 615: bar = 0.94; break; case 616: bar = 0.93; break; case 617: bar = 0.93; break; case 618: bar = 0.93; break; case 619: bar = 0.92; break; case 620: bar = 0.92; break; case 621: bar = 0.92; break; case 622: bar = 0.92; break; case 623: bar = 0.91; break; case 624: bar = 0.91; break; case 625: bar = 0.91; break; case 626: bar = 0.91; break; case 627: bar = 0.9; break; case 628: bar = 0.9; break; case 629: bar = 0.9; break; case 630: bar = 0.9; break; case 631: bar = 0.89; break; case 632: bar = 0.89; break; case 633: bar = 0.89; break; case 634: bar = 0.89; break; case 635: bar = 0.88; break; case 636: bar = 0.88; break; case 637: bar = 0.88; break; case 638: bar = 0.88; break; case 639: bar = 0.87; break; case 640: bar = 0.87; break; case 641: bar = 0.87; break; case 642: bar = 0.87; break; case 643: bar = 0.86; break; case 644: bar = 0.86; break; case 645: bar = 0.86; break; case 646: bar = 0.86; break; case 647: bar = 0.85; break; case 648: bar = 0.85; break; case 649: bar = 0.85; break; case 650: bar = 0.85; break; case 651: bar = 0.84; break; case 652: bar = 0.84; break; case 653: bar = 0.84; break; case 654: bar = 0.84; break; case 655: bar = 0.84; break; case 656: bar = 0.83; break; case 657: bar = 0.83; break; case 658: bar = 0.83; break; case 659: bar = 0.83; break; case 660: bar = 0.82; break; case 661: bar = 0.82; break; case 662: bar = 0.82; break; case 663: bar = 0.82; break; case 664: bar = 0.81; break; case 665: bar = 0.81; break; case 666: bar = 0.81; break; case 667: bar = 0.81; break; case 668: bar = 0.81; break; case 669: bar = 0.8; break; case 670: bar = 0.8; break; case 671: bar = 0.8; break; case 672: bar = 0.8; break; case 673: bar = 0.79; break; case 674: bar = 0.79; break; case 675: bar = 0.79; break; case 676: bar = 0.79; break; case 677: bar = 0.78; break; case 678: bar = 0.78; break; case 679: bar = 0.78; break; case 680: bar = 0.78; break; case 681: bar = 0.78; break; case 682: bar = 0.77; break; case 683: bar = 0.77; break; case 684: bar = 0.77; break; case 685: bar = 0.77; break; case 686: bar = 0.77; break; case 687: bar = 0.76; break; case 688: bar = 0.76; break; case 689: bar = 0.76; break; case 690: bar = 0.76; break; case 691: bar = 0.75; break; case 692: bar = 0.75; break; case 693: bar = 0.75; break; case 694: bar = 0.75; break; case 695: bar = 0.75; break; case 696: bar = 0.74; break; case 697: bar = 0.74; break; case 698: bar = 0.74; break; case 699: bar = 0.74; break; case 700: bar = 0.74; break; case 701: bar = 0.73; break; case 702: bar = 0.73; break; case 703: bar = 0.73; break; case 704: bar = 0.73; break; case 705: bar = 0.72; break; case 706: bar = 0.72; break; case 707: bar = 0.72; break; case 708: bar = 0.72; break; case 709: bar = 0.72; break; case 710: bar = 0.71; break; case 711: bar = 0.71; break; case 712: bar = 0.71; break; case 713: bar = 0.71; break; case 714: bar = 0.71; break; case 715: bar = 0.7; break; case 716: bar = 0.7; break; case 717: bar = 0.7; break; case 718: bar = 0.7; break; case 719: bar = 0.7; break; case 720: bar = 0.69; break; case 721: bar = 0.69; break; case 722: bar = 0.69; break; case 723: bar = 0.69; break; case 724: bar = 0.69; break; case 725: bar = 0.68; break; case 726: bar = 0.68; break; case 727: bar = 0.68; break; case 728: bar = 0.68; break; case 729: bar = 0.68; break; case 730: bar = 0.67; break; case 731: bar = 0.67; break; case 732: bar = 0.67; break; case 733: bar = 0.67; break; case 734: bar = 0.67; break; case 735: bar = 0.67; break; case 736: bar = 0.66; break; case 737: bar = 0.66; break; case 738: bar = 0.66; break; case 739: bar = 0.66; break; case 740: bar = 0.66; break; case 741: bar = 0.65; break; case 742: bar = 0.65; break; case 743: bar = 0.65; break; case 744: bar = 0.65; break; case 745: bar = 0.65; break; case 746: bar = 0.64; break; case 747: bar = 0.64; break; case 748: bar = 0.64; break; case 749: bar = 0.64; break; case 750: bar = 0.64; break; case 751: bar = 0.64; break; case 752: bar = 0.63; break; case 753: bar = 0.63; break; case 754: bar = 0.63; break; case 755: bar = 0.63; break; case 756: bar = 0.63; break; case 757: bar = 0.62; break; case 758: bar = 0.62; break; case 759: bar = 0.62; break; case 760: bar = 0.62; break; case 761: bar = 0.62; break; case 762: bar = 0.61; break; case 763: bar = 0.61; break; case 764: bar = 0.61; break; case 765: bar = 0.61; break; case 766: bar = 0.61; break; case 767: bar = 0.61; break; case 768: bar = 0.6; break; case 769: bar = 0.6; break; case 770: bar = 0.6; break; case 771: bar = 0.6; break; case 772: bar = 0.6; break; case 773: bar = 0.6; break; case 774: bar = 0.59; break; case 775: bar = 0.59; break; case 776: bar = 0.59; break; case 777: bar = 0.59; break; case 778: bar = 0.59; break; case 779: bar = 0.59; break; case 780: bar = 0.58; break; case 781: bar = 0.58; break; case 782: bar = 0.58; break; case 783: bar = 0.58; break; case 784: bar = 0.58; break; case 785: bar = 0.57; break; case 786: bar = 0.57; break; case 787: bar = 0.57; break; case 788: bar = 0.57; break; case 789: bar = 0.57; break; case 790: bar = 0.57; break; case 791: bar = 0.56; break; case 792: bar = 0.56; break; case 793: bar = 0.56; break; case 794: bar = 0.56; break; case 795: bar = 0.56; break; case 796: bar = 0.56; break; case 797: bar = 0.55; break; case 798: bar = 0.55; break; case 799: bar = 0.55; break; case 800: bar = 0.55; break; case 801: bar = 0.55; break; case 802: bar = 0.55; break; case 803: bar = 0.54; break; case 804: bar = 0.54; break; case 805: bar = 0.54; break; case 806: bar = 0.54; break; case 807: bar = 0.54; break; case 808: bar = 0.54; break; case 809: bar = 0.53; break; case 810: bar = 0.53; break; case 811: bar = 0.53; break; case 812: bar = 0.53; break; case 813: bar = 0.53; break; case 814: bar = 0.53; break; case 815: bar = 0.53; break; case 816: bar = 0.52; break; case 817: bar = 0.52; break; case 818: bar = 0.52; break; case 819: bar = 0.52; break; case 820: bar = 0.52; break; case 821: bar = 0.52; break; case 822: bar = 0.51; break; case 823: bar = 0.51; break; case 824: bar = 0.51; break; case 825: bar = 0.51; break; case 826: bar = 0.51; break; case 827: bar = 0.51; break; case 828: bar = 0.5; break; case 829: bar = 0.5; break; case 830: bar = 0.5; break; case 831: bar = 0.5; break; case 832: bar = 0.5; break; case 833: bar = 0.5; break; case 834: bar = 0.5; break; case 835: bar = 0.49; break; case 836: bar = 0.49; break; case 837: bar = 0.49; break; case 838: bar = 0.49; break; case 839: bar = 0.49; break; case 840: bar = 0.49; break; case 841: bar = 0.48; break; case 842: bar = 0.48; break; case 843: bar = 0.48; break; case 844: bar = 0.48; break; case 845: bar = 0.48; break; case 846: bar = 0.48; break; case 847: bar = 0.48; break; case 848: bar = 0.47; break; case 849: bar = 0.47; break; case 850: bar = 0.47; break; case 851: bar = 0.47; break; case 852: bar = 0.47; break; case 853: bar = 0.47; break; case 854: bar = 0.47; break; case 855: bar = 0.46; break; case 856: bar = 0.46; break; case 857: bar = 0.46; break; case 858: bar = 0.46; break; case 859: bar = 0.46; break; case 860: bar = 0.46; break; case 861: bar = 0.46; break; case 862: bar = 0.45; break; case 863: bar = 0.45; break; case 864: bar = 0.45; break; case 865: bar = 0.45; break; case 866: bar = 0.45; break; case 867: bar = 0.45; break; case 868: bar = 0.45; break; case 869: bar = 0.44; break; case 870: bar = 0.44; break; case 871: bar = 0.44; break; case 872: bar = 0.44; break; case 873: bar = 0.44; break; case 874: bar = 0.44; break; case 875: bar = 0.44; break; case 876: bar = 0.43; break; case 877: bar = 0.43; break; case 878: bar = 0.43; break; case 879: bar = 0.43; break; case 880: bar = 0.43; break; case 881: bar = 0.43; break; case 882: bar = 0.43; break; case 883: bar = 0.42; break; case 884: bar = 0.42; break; case 885: bar = 0.42; break; case 886: bar = 0.42; break; case 887: bar = 0.42; break; case 888: bar = 0.42; break; case 889: bar = 0.42; break; case 890: bar = 0.41; break; case 891: bar = 0.41; break; case 892: bar = 0.41; break; case 893: bar = 0.41; break; case 894: bar = 0.41; break; case 895: bar = 0.41; break; case 896: bar = 0.41; break; case 897: bar = 0.41; break; case 898: bar = 0.4; break; case 899: bar = 0.4; break; case 900: bar = 0.4; break; case 901: bar = 0.4; break; case 902: bar = 0.4; break; case 903: bar = 0.4; break; case 904: bar = 0.4; break; case 905: bar = 0.39; break; case 906: bar = 0.39; break; case 907: bar = 0.39; break; case 908: bar = 0.39; break; case 909: bar = 0.39; break; case 910: bar = 0.39; break; case 911: bar = 0.39; break; case 912: bar = 0.39; break; case 913: bar = 0.38; break; case 914: bar = 0.38; break; case 915: bar = 0.38; break; case 916: bar = 0.38; break; case 917: bar = 0.38; break; case 918: bar = 0.38; break; case 919: bar = 0.38; break; case 920: bar = 0.38; break; case 921: bar = 0.37; break; case 922: bar = 0.37; break; case 923: bar = 0.37; break; case 924: bar = 0.37; break; case 925: bar = 0.37; break; case 926: bar = 0.37; break; case 927: bar = 0.37; break; case 928: bar = 0.37; break; case 929: bar = 0.36; break; case 930: bar = 0.36; break; case 931: bar = 0.36; break; case 932: bar = 0.36; break; case 933: bar = 0.36; break; case 934: bar = 0.36; break; case 935: bar = 0.36; break; case 936: bar = 0.36; break; case 937: bar = 0.35; break; case 938: bar = 0.35; break; case 939: bar = 0.35; break; case 940: bar = 0.35; break; case 941: bar = 0.35; break; case 942: bar = 0.35; break; case 943: bar = 0.35; break; case 944: bar = 0.35; break; case 945: bar = 0.34; break; case 946: bar = 0.34; break; case 947: bar = 0.34; break; case 948: bar = 0.34; break; case 949: bar = 0.34; break; case 950: bar = 0.34; break; case 951: bar = 0.34; break; case 952: bar = 0.34; break; case 953: bar = 0.33; break; case 954: bar = 0.33; break; case 955: bar = 0.33; break; case 956: bar = 0.33; break; case 957: bar = 0.33; break; case 958: bar = 0.33; break; case 959: bar = 0.33; break; case 960: bar = 0.33; break; case 961: bar = 0.32; break; case 962: bar = 0.32; break; case 963: bar = 0.32; break; case 964: bar = 0.32; break; case 965: bar = 0.32; break; case 966: bar = 0.32; break; case 967: bar = 0.32; break; case 968: bar = 0.32; break; case 969: bar = 0.32; break; case 970: bar = 0.31; break; case 971: bar = 0.31; break; case 972: bar = 0.31; break; case 973: bar = 0.31; break; case 974: bar = 0.31; break; case 975: bar = 0.31; break; case 976: bar = 0.31; break; case 977: bar = 0.31; break; case 978: bar = 0.3; break; case 979: bar = 0.3; break; case 980: bar = 0.3; break; case 981: bar = 0.3; break; case 982: bar = 0.3; break; case 983: bar = 0.3; break; case 984: bar = 0.3; break; case 985: bar = 0.3; break; case 986: bar = 0.3; break; case 987: bar = 0.29; break; case 988: bar = 0.29; break; case 989: bar = 0.29; break; case 990: bar = 0.29; break; case 991: bar = 0.29; break; case 992: bar = 0.29; break; case 993: bar = 0.29; break; case 994: bar = 0.29; break; case 995: bar = 0.29; break; case 996: bar = 0.28; break; case 997: bar = 0.28; break; case 998: bar = 0.28; break; case 999: bar = 0.28; break; case 1000: bar = 0.28; break; case 1001: bar = 0.28; break; case 1002: bar = 0.28; break; case 1003: bar = 0.28; break; case 1004: bar = 0.28; break; case 1005: bar = 0.27; break; case 1006: bar = 0.27; break; case 1007: bar = 0.27; break; case 1008: bar = 0.27; break; case 1009: bar = 0.27; break; case 1010: bar = 0.27; break; case 1011: bar = 0.27; break; case 1012: bar = 0.27; break; case 1013: bar = 0.27; break; case 1014: bar = 0.26; break; case 1015: bar = 0.26; break; case 1016: bar = 0.26; break; case 1017: bar = 0.26; break; case 1018: bar = 0.26; break; case 1019: bar = 0.26; break; case 1020: bar = 0.26; break; case 1021: bar = 0.26; break; case 1022: bar = 0.26; break; case 1023: bar = 0.26; break; case 1024: bar = 0.25; break;
case 73: bar = 9.97; break; | case 73: bar = 9.97; break; case 74: bar = 9.85; break; case 75: bar = 9.73; break; case 76: bar = 9.62; break; case 77: bar = 9.51; break; case 78: bar = 9.4; break; case 79: bar = 9.3; break; case 80: bar = 9.19; break; case 81: bar = 9.09; break; case 82: bar = 9; break; case 83: bar = 8.9; break; case 84: bar = 8.81; break; case 85: bar = 8.71; break; case 86: bar = 8.62; break; case 87: bar = 8.53; break; case 88: bar = 8.45; break; case 89: bar = 8.36; break; case 90: bar = 8.28; break; case 91: bar = 8.2; break; case 92: bar = 8.12; break; case 93: bar = 8.04; break; case 94: bar = 7.96; break; case 95: bar = 7.89; break; case 96: bar = 7.81; break; case 97: bar = 7.74; break; case 98: bar = 7.67; break; case 99: bar = 7.6; break; case 100: bar = 7.53; break; case 101: bar = 7.46; break; case 102: bar = 7.4; break; case 103: bar = 7.33; break; case 104: bar = 7.27; break; case 105: bar = 7.2; break; case 106: bar = 7.14; break; case 107: bar = 7.08; break; case 108: bar = 7.02; break; case 109: bar = 6.96; break; case 110: bar = 6.9; break; case 111: bar = 6.85; break; case 112: bar = 6.79; break; case 113: bar = 6.74; break; case 114: bar = 6.68; break; case 115: bar = 6.63; break; case 116: bar = 6.57; break; case 117: bar = 6.52; break; case 118: bar = 6.47; break; case 119: bar = 6.42; break; case 120: bar = 6.37; break; case 121: bar = 6.32; break; case 122: bar = 6.27; break; case 123: bar = 6.23; break; case 124: bar = 6.18; break; case 125: bar = 6.13; break; case 126: bar = 6.09; break; case 127: bar = 6.04; break; case 128: bar = 6; break; case 129: bar = 5.95; break; case 130: bar = 5.91; break; case 131: bar = 5.87; break; case 132: bar = 5.83; break; case 133: bar = 5.79; break; case 134: bar = 5.75; break; case 135: bar = 5.71; break; case 136: bar = 5.67; break; case 137: bar = 5.63; break; case 138: bar = 5.59; break; case 139: bar = 5.55; break; case 140: bar = 5.51; break; case 141: bar = 5.47; break; case 142: bar = 5.44; break; case 143: bar = 5.4; break; case 144: bar = 5.37; break; case 145: bar = 5.33; break; case 146: bar = 5.3; break; case 147: bar = 5.26; break; case 148: bar = 5.23; break; case 149: bar = 5.19; break; case 150: bar = 5.16; break; case 151: bar = 5.13; break; case 152: bar = 5.09; break; case 153: bar = 5.06; break; case 154: bar = 5.03; break; case 155: bar = 5; break; case 156: bar = 4.97; break; case 157: bar = 4.94; break; case 158: bar = 4.91; break; case 159: bar = 4.88; break; case 160: bar = 4.85; break; case 161: bar = 4.82; break; case 162: bar = 4.79; break; case 163: bar = 4.76; break; case 164: bar = 4.73; break; case 165: bar = 4.7; break; case 166: bar = 4.68; break; case 167: bar = 4.65; break; case 168: bar = 4.62; break; case 169: bar = 4.59; break; case 170: bar = 4.57; break; case 171: bar = 4.54; break; case 172: bar = 4.52; break; case 173: bar = 4.49; break; case 174: bar = 4.46; break; case 175: bar = 4.44; break; case 176: bar = 4.41; break; case 177: bar = 4.39; break; case 178: bar = 4.36; break; case 179: bar = 4.34; break; case 180: bar = 4.32; break; case 181: bar = 4.29; break; case 182: bar = 4.27; break; case 183: bar = 4.25; break; case 184: bar = 4.22; break; case 185: bar = 4.2; break; case 186: bar = 4.18; break; case 187: bar = 4.15; break; case 188: bar = 4.13; break; case 189: bar = 4.11; break; case 190: bar = 4.09; break; case 191: bar = 4.07; break; case 192: bar = 4.05; break; case 193: bar = 4.02; break; case 194: bar = 4; break; case 195: bar = 3.98; break; case 196: bar = 3.96; break; case 197: bar = 3.94; break; case 198: bar = 3.92; break; case 199: bar = 3.9; break; case 200: bar = 3.88; break; case 201: bar = 3.86; break; case 202: bar = 3.84; break; case 203: bar = 3.82; break; case 204: bar = 3.8; break; case 205: bar = 3.78; break; case 206: bar = 3.77; break; case 207: bar = 3.75; break; case 208: bar = 3.73; break; case 209: bar = 3.71; break; case 210: bar = 3.69; break; case 211: bar = 3.67; break; case 212: bar = 3.66; break; case 213: bar = 3.64; break; case 214: bar = 3.62; break; case 215: bar = 3.6; break; case 216: bar = 3.59; break; case 217: bar = 3.57; break; case 218: bar = 3.55; break; case 219: bar = 3.53; break; case 220: bar = 3.52; break; case 221: bar = 3.5; break; case 222: bar = 3.48; break; case 223: bar = 3.47; break; case 224: bar = 3.45; break; case 225: bar = 3.44; break; case 226: bar = 3.42; break; case 227: bar = 3.4; break; case 228: bar = 3.39; break; case 229: bar = 3.37; break; case 230: bar = 3.36; break; case 231: bar = 3.34; break; case 232: bar = 3.33; break; case 233: bar = 3.31; break; case 234: bar = 3.3; break; case 235: bar = 3.28; break; case 236: bar = 3.27; break; case 237: bar = 3.25; break; case 238: bar = 3.24; break; case 239: bar = 3.22; break; case 240: bar = 3.21; break; case 241: bar = 3.19; break; case 242: bar = 3.18; break; case 243: bar = 3.17; break; case 244: bar = 3.15; break; case 245: bar = 3.14; break; case 246: bar = 3.12; break; case 247: bar = 3.11; break; case 248: bar = 3.1; break; case 249: bar = 3.08; break; case 250: bar = 3.07; break; case 251: bar = 3.06; break; case 252: bar = 3.04; break; case 253: bar = 3.03; break; case 254: bar = 3.02; break; case 255: bar = 3.01; break; case 256: bar = 2.99; break; case 257: bar = 2.98; break; case 258: bar = 2.97; break; case 259: bar = 2.96; break; case 260: bar = 2.94; break; case 261: bar = 2.93; break; case 262: bar = 2.92; break; case 263: bar = 2.91; break; case 264: bar = 2.89; break; case 265: bar = 2.88; break; case 266: bar = 2.87; break; case 267: bar = 2.86; break; case 268: bar = 2.85; break; case 269: bar = 2.83; break; case 270: bar = 2.82; break; case 271: bar = 2.81; break; case 272: bar = 2.8; break; case 273: bar = 2.79; break; case 274: bar = 2.78; break; case 275: bar = 2.77; break; case 276: bar = 2.76; break; case 277: bar = 2.74; break; case 278: bar = 2.73; break; case 279: bar = 2.72; break; case 280: bar = 2.71; break; case 281: bar = 2.7; break; case 282: bar = 2.69; break; case 283: bar = 2.68; break; case 284: bar = 2.67; break; case 285: bar = 2.66; break; case 286: bar = 2.65; break; case 287: bar = 2.64; break; case 288: bar = 2.63; break; case 289: bar = 2.62; break; case 290: bar = 2.61; break; case 291: bar = 2.6; break; case 292: bar = 2.59; break; case 293: bar = 2.58; break; case 294: bar = 2.57; break; case 295: bar = 2.56; break; case 296: bar = 2.55; break; case 297: bar = 2.54; break; case 298: bar = 2.53; break; case 299: bar = 2.52; break; case 300: bar = 2.51; break; case 301: bar = 2.5; break; case 302: bar = 2.49; break; case 303: bar = 2.48; break; case 304: bar = 2.47; break; case 305: bar = 2.46; break; case 306: bar = 2.45; break; case 307: bar = 2.44; break; case 308: bar = 2.43; break; case 309: bar = 2.42; break; case 310: bar = 2.41; break; case 311: bar = 2.41; break; case 312: bar = 2.4; break; case 313: bar = 2.39; break; case 314: bar = 2.38; break; case 315: bar = 2.37; break; case 316: bar = 2.36; break; case 317: bar = 2.35; break; case 318: bar = 2.34; break; case 319: bar = 2.34; break; case 320: bar = 2.33; break; case 321: bar = 2.32; break; case 322: bar = 2.31; break; case 323: bar = 2.3; break; case 324: bar = 2.29; break; case 325: bar = 2.28; break; case 326: bar = 2.28; break; case 327: bar = 2.27; break; case 328: bar = 2.26; break; case 329: bar = 2.25; break; case 330: bar = 2.24; break; case 331: bar = 2.24; break; case 332: bar = 2.23; break; case 333: bar = 2.22; break; case 334: bar = 2.21; break; case 335: bar = 2.2; break; case 336: bar = 2.2; break; case 337: bar = 2.19; break; case 338: bar = 2.18; break; case 339: bar = 2.17; break; case 340: bar = 2.17; break; case 341: bar = 2.16; break; case 342: bar = 2.15; break; case 343: bar = 2.14; break; case 344: bar = 2.13; break; case 345: bar = 2.13; break; case 346: bar = 2.12; break; case 347: bar = 2.11; break; case 348: bar = 2.11; break; case 349: bar = 2.1; break; case 350: bar = 2.09; break; case 351: bar = 2.08; break; case 352: bar = 2.08; break; case 353: bar = 2.07; break; case 354: bar = 2.06; break; case 355: bar = 2.05; break; case 356: bar = 2.05; break; case 357: bar = 2.04; break; case 358: bar = 2.03; break; case 359: bar = 2.03; break; case 360: bar = 2.02; break; case 361: bar = 2.01; break; case 362: bar = 2.01; break; case 363: bar = 2; break; case 364: bar = 1.99; break; case 365: bar = 1.99; break; case 366: bar = 1.98; break; case 367: bar = 1.97; break; case 368: bar = 1.97; break; case 369: bar = 1.96; break; case 370: bar = 1.95; break; case 371: bar = 1.95; break; case 372: bar = 1.94; break; case 373: bar = 1.93; break; case 374: bar = 1.93; break; case 375: bar = 1.92; break; case 376: bar = 1.91; break; case 377: bar = 1.91; break; case 378: bar = 1.9; break; case 379: bar = 1.89; break; case 380: bar = 1.89; break; case 381: bar = 1.88; break; case 382: bar = 1.88; break; case 383: bar = 1.87; break; case 384: bar = 1.86; break; case 385: bar = 1.86; break; case 386: bar = 1.85; break; case 387: bar = 1.85; break; case 388: bar = 1.84; break; case 389: bar = 1.83; break; case 390: bar = 1.83; break; case 391: bar = 1.82; break; case 392: bar = 1.82; break; case 393: bar = 1.81; break; case 394: bar = 1.8; break; case 395: bar = 1.8; break; case 396: bar = 1.79; break; case 397: bar = 1.79; break; case 398: bar = 1.78; break; case 399: bar = 1.77; break; case 400: bar = 1.77; break; case 401: bar = 1.76; break; case 402: bar = 1.76; break; case 403: bar = 1.75; break; case 404: bar = 1.75; break; case 405: bar = 1.74; break; case 406: bar = 1.73; break; case 407: bar = 1.73; break; case 408: bar = 1.72; break; case 409: bar = 1.72; break; case 410: bar = 1.71; break; case 411: bar = 1.71; break; case 412: bar = 1.7; break; case 413: bar = 1.7; break; case 414: bar = 1.69; break; case 415: bar = 1.69; break; case 416: bar = 1.68; break; case 417: bar = 1.67; break; case 418: bar = 1.67; break; case 419: bar = 1.66; break; case 420: bar = 1.66; break; case 421: bar = 1.65; break; case 422: bar = 1.65; break; case 423: bar = 1.64; break; case 424: bar = 1.64; break; case 425: bar = 1.63; break; case 426: bar = 1.63; break; case 427: bar = 1.62; break; case 428: bar = 1.62; break; case 429: bar = 1.61; break; case 430: bar = 1.61; break; case 431: bar = 1.6; break; case 432: bar = 1.6; break; case 433: bar = 1.59; break; case 434: bar = 1.59; break; case 435: bar = 1.58; break; case 436: bar = 1.58; break; case 437: bar = 1.57; break; case 438: bar = 1.57; break; case 439: bar = 1.56; break; case 440: bar = 1.56; break; case 441: bar = 1.55; break; case 442: bar = 1.55; break; case 443: bar = 1.54; break; case 444: bar = 1.54; break; case 445: bar = 1.53; break; case 446: bar = 1.53; break; case 447: bar = 1.53; break; case 448: bar = 1.52; break; case 449: bar = 1.52; break; case 450: bar = 1.51; break; case 451: bar = 1.51; break; case 452: bar = 1.5; break; case 453: bar = 1.5; break; case 454: bar = 1.49; break; case 455: bar = 1.49; break; case 456: bar = 1.48; break; case 457: bar = 1.48; break; case 458: bar = 1.47; break; case 459: bar = 1.47; break; case 460: bar = 1.47; break; case 461: bar = 1.46; break; case 462: bar = 1.46; break; case 463: bar = 1.45; break; case 464: bar = 1.45; break; case 465: bar = 1.44; break; case 466: bar = 1.44; break; case 467: bar = 1.44; break; case 468: bar = 1.43; break; case 469: bar = 1.43; break; case 470: bar = 1.42; break; case 471: bar = 1.42; break; case 472: bar = 1.41; break; case 473: bar = 1.41; break; case 474: bar = 1.41; break; case 475: bar = 1.4; break; case 476: bar = 1.4; break; case 477: bar = 1.39; break; case 478: bar = 1.39; break; case 479: bar = 1.38; break; case 480: bar = 1.38; break; case 481: bar = 1.38; break; case 482: bar = 1.37; break; case 483: bar = 1.37; break; case 484: bar = 1.36; break; case 485: bar = 1.36; break; case 486: bar = 1.36; break; case 487: bar = 1.35; break; case 488: bar = 1.35; break; case 489: bar = 1.34; break; case 490: bar = 1.34; break; case 491: bar = 1.34; break; case 492: bar = 1.33; break; case 493: bar = 1.33; break; case 494: bar = 1.32; break; case 495: bar = 1.32; break; case 496: bar = 1.32; break; case 497: bar = 1.31; break; case 498: bar = 1.31; break; case 499: bar = 1.3; break; case 500: bar = 1.3; break; case 501: bar = 1.3; break; case 502: bar = 1.29; break; case 503: bar = 1.29; break; case 504: bar = 1.29; break; case 505: bar = 1.28; break; case 506: bar = 1.28; break; case 507: bar = 1.27; break; case 508: bar = 1.27; break; case 509: bar = 1.27; break; case 510: bar = 1.26; break; case 511: bar = 1.26; break; case 512: bar = 1.26; break; case 513: bar = 1.25; break; case 514: bar = 1.25; break; case 515: bar = 1.24; break; case 516: bar = 1.24; break; case 517: bar = 1.24; break; case 518: bar = 1.23; break; case 519: bar = 1.23; break; case 520: bar = 1.23; break; case 521: bar = 1.22; break; case 522: bar = 1.22; break; case 523: bar = 1.22; break; case 524: bar = 1.21; break; case 525: bar = 1.21; break; case 526: bar = 1.21; break; case 527: bar = 1.2; break; case 528: bar = 1.2; break; case 529: bar = 1.2; break; case 530: bar = 1.19; break; case 531: bar = 1.19; break; case 532: bar = 1.18; break; case 533: bar = 1.18; break; case 534: bar = 1.18; break; case 535: bar = 1.17; break; case 536: bar = 1.17; break; case 537: bar = 1.17; break; case 538: bar = 1.16; break; case 539: bar = 1.16; break; case 540: bar = 1.16; break; case 541: bar = 1.15; break; case 542: bar = 1.15; break; case 543: bar = 1.15; break; case 544: bar = 1.14; break; case 545: bar = 1.14; break; case 546: bar = 1.14; break; case 547: bar = 1.13; break; case 548: bar = 1.13; break; case 549: bar = 1.13; break; case 550: bar = 1.12; break; case 551: bar = 1.12; break; case 552: bar = 1.12; break; case 553: bar = 1.12; break; case 554: bar = 1.11; break; case 555: bar = 1.11; break; case 556: bar = 1.11; break; case 557: bar = 1.1; break; case 558: bar = 1.1; break; case 559: bar = 1.1; break; case 560: bar = 1.09; break; case 561: bar = 1.09; break; case 562: bar = 1.09; break; case 563: bar = 1.08; break; case 564: bar = 1.08; break; case 565: bar = 1.08; break; case 566: bar = 1.07; break; case 567: bar = 1.07; break; case 568: bar = 1.07; break; case 569: bar = 1.07; break; case 570: bar = 1.06; break; case 571: bar = 1.06; break; case 572: bar = 1.06; break; case 573: bar = 1.05; break; case 574: bar = 1.05; break; case 575: bar = 1.05; break; case 576: bar = 1.04; break; case 577: bar = 1.04; break; case 578: bar = 1.04; break; case 579: bar = 1.04; break; case 580: bar = 1.03; break; case 581: bar = 1.03; break; case 582: bar = 1.03; break; case 583: bar = 1.02; break; case 584: bar = 1.02; break; case 585: bar = 1.02; break; case 586: bar = 1.02; break; case 587: bar = 1.01; break; case 588: bar = 1.01; break; case 589: bar = 1.01; break; case 590: bar = 1; break; case 591: bar = 1; break; case 592: bar = 1; break; case 593: bar = 1; break; case 594: bar = 0.99; break; case 595: bar = 0.99; break; case 596: bar = 0.99; break; case 597: bar = 0.98; break; case 598: bar = 0.98; break; case 599: bar = 0.98; break; case 600: bar = 0.98; break; case 601: bar = 0.97; break; case 602: bar = 0.97; break; case 603: bar = 0.97; break; case 604: bar = 0.96; break; case 605: bar = 0.96; break; case 606: bar = 0.96; break; case 607: bar = 0.96; break; case 608: bar = 0.95; break; case 609: bar = 0.95; break; case 610: bar = 0.95; break; case 611: bar = 0.95; break; case 612: bar = 0.94; break; case 613: bar = 0.94; break; case 614: bar = 0.94; break; case 615: bar = 0.94; break; case 616: bar = 0.93; break; case 617: bar = 0.93; break; case 618: bar = 0.93; break; case 619: bar = 0.92; break; case 620: bar = 0.92; break; case 621: bar = 0.92; break; case 622: bar = 0.92; break; case 623: bar = 0.91; break; case 624: bar = 0.91; break; case 625: bar = 0.91; break; case 626: bar = 0.91; break; case 627: bar = 0.9; break; case 628: bar = 0.9; break; case 629: bar = 0.9; break; case 630: bar = 0.9; break; case 631: bar = 0.89; break; case 632: bar = 0.89; break; case 633: bar = 0.89; break; case 634: bar = 0.89; break; case 635: bar = 0.88; break; case 636: bar = 0.88; break; case 637: bar = 0.88; break; case 638: bar = 0.88; break; case 639: bar = 0.87; break; case 640: bar = 0.87; break; case 641: bar = 0.87; break; case 642: bar = 0.87; break; case 643: bar = 0.86; break; case 644: bar = 0.86; break; case 645: bar = 0.86; break; case 646: bar = 0.86; break; case 647: bar = 0.85; break; case 648: bar = 0.85; break; case 649: bar = 0.85; break; case 650: bar = 0.85; break; case 651: bar = 0.84; break; case 652: bar = 0.84; break; case 653: bar = 0.84; break; case 654: bar = 0.84; break; case 655: bar = 0.84; break; case 656: bar = 0.83; break; case 657: bar = 0.83; break; case 658: bar = 0.83; break; case 659: bar = 0.83; break; case 660: bar = 0.82; break; case 661: bar = 0.82; break; case 662: bar = 0.82; break; case 663: bar = 0.82; break; case 664: bar = 0.81; break; case 665: bar = 0.81; break; case 666: bar = 0.81; break; case 667: bar = 0.81; break; case 668: bar = 0.81; break; case 669: bar = 0.8; break; case 670: bar = 0.8; break; case 671: bar = 0.8; break; case 672: bar = 0.8; break; case 673: bar = 0.79; break; case 674: bar = 0.79; break; case 675: bar = 0.79; break; case 676: bar = 0.79; break; case 677: bar = 0.78; break; case 678: bar = 0.78; break; case 679: bar = 0.78; break; case 680: bar = 0.78; break; case 681: bar = 0.78; break; case 682: bar = 0.77; break; case 683: bar = 0.77; break; case 684: bar = 0.77; break; case 685: bar = 0.77; break; case 686: bar = 0.77; break; case 687: bar = 0.76; break; case 688: bar = 0.76; break; case 689: bar = 0.76; break; case 690: bar = 0.76; break; case 691: bar = 0.75; break; case 692: bar = 0.75; break; case 693: bar = 0.75; break; case 694: bar = 0.75; break; case 695: bar = 0.75; break; case 696: bar = 0.74; break; case 697: bar = 0.74; break; case 698: bar = 0.74; break; case 699: bar = 0.74; break; case 700: bar = 0.74; break; case 701: bar = 0.73; break; case 702: bar = 0.73; break; case 703: bar = 0.73; break; case 704: bar = 0.73; break; case 705: bar = 0.72; break; case 706: bar = 0.72; break; case 707: bar = 0.72; break; case 708: bar = 0.72; break; case 709: bar = 0.72; break; case 710: bar = 0.71; break; case 711: bar = 0.71; break; case 712: bar = 0.71; break; case 713: bar = 0.71; break; case 714: bar = 0.71; break; case 715: bar = 0.7; break; case 716: bar = 0.7; break; case 717: bar = 0.7; break; case 718: bar = 0.7; break; case 719: bar = 0.7; break; case 720: bar = 0.69; break; case 721: bar = 0.69; break; case 722: bar = 0.69; break; case 723: bar = 0.69; break; case 724: bar = 0.69; break; case 725: bar = 0.68; break; case 726: bar = 0.68; break; case 727: bar = 0.68; break; case 728: bar = 0.68; break; case 729: bar = 0.68; break; case 730: bar = 0.67; break; case 731: bar = 0.67; break; case 732: bar = 0.67; break; case 733: bar = 0.67; break; case 734: bar = 0.67; break; case 735: bar = 0.67; break; case 736: bar = 0.66; break; case 737: bar = 0.66; break; case 738: bar = 0.66; break; case 739: bar = 0.66; break; case 740: bar = 0.66; break; case 741: bar = 0.65; break; case 742: bar = 0.65; break; case 743: bar = 0.65; break; case 744: bar = 0.65; break; case 745: bar = 0.65; break; case 746: bar = 0.64; break; case 747: bar = 0.64; break; case 748: bar = 0.64; break; case 749: bar = 0.64; break; case 750: bar = 0.64; break; case 751: bar = 0.64; break; case 752: bar = 0.63; break; case 753: bar = 0.63; break; case 754: bar = 0.63; break; case 755: bar = 0.63; break; case 756: bar = 0.63; break; case 757: bar = 0.62; break; case 758: bar = 0.62; break; case 759: bar = 0.62; break; case 760: bar = 0.62; break; case 761: bar = 0.62; break; case 762: bar = 0.61; break; case 763: bar = 0.61; break; case 764: bar = 0.61; break; case 765: bar = 0.61; break; case 766: bar = 0.61; break; case 767: bar = 0.61; break; case 768: bar = 0.6; break; case 769: bar = 0.6; break; case 770: bar = 0.6; break; case 771: bar = 0.6; break; case 772: bar = 0.6; break; case 773: bar = 0.6; break; case 774: bar = 0.59; break; case 775: bar = 0.59; break; case 776: bar = 0.59; break; case 777: bar = 0.59; break; case 778: bar = 0.59; break; case 779: bar = 0.59; break; case 780: bar = 0.58; break; case 781: bar = 0.58; break; case 782: bar = 0.58; break; case 783: bar = 0.58; break; case 784: bar = 0.58; break; case 785: bar = 0.57; break; case 786: bar = 0.57; break; case 787: bar = 0.57; break; case 788: bar = 0.57; break; case 789: bar = 0.57; break; case 790: bar = 0.57; break; case 791: bar = 0.56; break; case 792: bar = 0.56; break; case 793: bar = 0.56; break; case 794: bar = 0.56; break; case 795: bar = 0.56; break; case 796: bar = 0.56; break; case 797: bar = 0.55; break; case 798: bar = 0.55; break; case 799: bar = 0.55; break; case 800: bar = 0.55; break; case 801: bar = 0.55; break; case 802: bar = 0.55; break; case 803: bar = 0.54; break; case 804: bar = 0.54; break; case 805: bar = 0.54; break; case 806: bar = 0.54; break; case 807: bar = 0.54; break; case 808: bar = 0.54; break; case 809: bar = 0.53; break; case 810: bar = 0.53; break; case 811: bar = 0.53; break; case 812: bar = 0.53; break; case 813: bar = 0.53; break; case 814: bar = 0.53; break; case 815: bar = 0.53; break; case 816: bar = 0.52; break; case 817: bar = 0.52; break; case 818: bar = 0.52; break; case 819: bar = 0.52; break; case 820: bar = 0.52; break; case 821: bar = 0.52; break; case 822: bar = 0.51; break; case 823: bar = 0.51; break; case 824: bar = 0.51; break; case 825: bar = 0.51; break; case 826: bar = 0.51; break; case 827: bar = 0.51; break; case 828: bar = 0.5; break; case 829: bar = 0.5; break; case 830: bar = 0.5; break; case 831: bar = 0.5; break; case 832: bar = 0.5; break; case 833: bar = 0.5; break; case 834: bar = 0.5; break; case 835: bar = 0.49; break; case 836: bar = 0.49; break; case 837: bar = 0.49; break; case 838: bar = 0.49; break; case 839: bar = 0.49; break; case 840: bar = 0.49; break; case 841: bar = 0.48; break; case 842: bar = 0.48; break; case 843: bar = 0.48; break; case 844: bar = 0.48; break; case 845: bar = 0.48; break; case 846: bar = 0.48; break; case 847: bar = 0.48; break; case 848: bar = 0.47; break; case 849: bar = 0.47; break; case 850: bar = 0.47; break; case 851: bar = 0.47; break; case 852: bar = 0.47; break; case 853: bar = 0.47; break; case 854: bar = 0.47; break; case 855: bar = 0.46; break; case 856: bar = 0.46; break; case 857: bar = 0.46; break; case 858: bar = 0.46; break; case 859: bar = 0.46; break; case 860: bar = 0.46; break; case 861: bar = 0.46; break; case 862: bar = 0.45; break; case 863: bar = 0.45; break; case 864: bar = 0.45; break; case 865: bar = 0.45; break; case 866: bar = 0.45; break; case 867: bar = 0.45; break; case 868: bar = 0.45; break; case 869: bar = 0.44; break; case 870: bar = 0.44; break; case 871: bar = 0.44; break; case 872: bar = 0.44; break; case 873: bar = 0.44; break; case 874: bar = 0.44; break; case 875: bar = 0.44; break; case 876: bar = 0.43; break; case 877: bar = 0.43; break; case 878: bar = 0.43; break; case 879: bar = 0.43; break; case 880: bar = 0.43; break; case 881: bar = 0.43; break; case 882: bar = 0.43; break; case 883: bar = 0.42; break; case 884: bar = 0.42; break; case 885: bar = 0.42; break; case 886: bar = 0.42; break; case 887: bar = 0.42; break; case 888: bar = 0.42; break; case 889: bar = 0.42; break; case 890: bar = 0.41; break; case 891: bar = 0.41; break; case 892: bar = 0.41; break; case 893: bar = 0.41; break; case 894: bar = 0.41; break; case 895: bar = 0.41; break; case 896: bar = 0.41; break; case 897: bar = 0.41; break; case 898: bar = 0.4; break; case 899: bar = 0.4; break; case 900: bar = 0.4; break; case 901: bar = 0.4; break; case 902: bar = 0.4; break; case 903: bar = 0.4; break; case 904: bar = 0.4; break; case 905: bar = 0.39; break; case 906: bar = 0.39; break; case 907: bar = 0.39; break; case 908: bar = 0.39; break; case 909: bar = 0.39; break; case 910: bar = 0.39; break; case 911: bar = 0.39; break; case 912: bar = 0.39; break; case 913: bar = 0.38; break; case 914: bar = 0.38; break; case 915: bar = 0.38; break; case 916: bar = 0.38; break; case 917: bar = 0.38; break; case 918: bar = 0.38; break; case 919: bar = 0.38; break; case 920: bar = 0.38; break; case 921: bar = 0.37; break; case 922: bar = 0.37; break; case 923: bar = 0.37; break; case 924: bar = 0.37; break; case 925: bar = 0.37; break; case 926: bar = 0.37; break; case 927: bar = 0.37; break; case 928: bar = 0.37; break; case 929: bar = 0.36; break; case 930: bar = 0.36; break; case 931: bar = 0.36; break; case 932: bar = 0.36; break; case 933: bar = 0.36; break; case 934: bar = 0.36; break; case 935: bar = 0.36; break; case 936: bar = 0.36; break; case 937: bar = 0.35; break; case 938: bar = 0.35; break; case 939: bar = 0.35; break; case 940: bar = 0.35; break; case 941: bar = 0.35; break; case 942: bar = 0.35; break; case 943: bar = 0.35; break; case 944: bar = 0.35; break; case 945: bar = 0.34; break; case 946: bar = 0.34; break; case 947: bar = 0.34; break; case 948: bar = 0.34; break; case 949: bar = 0.34; break; case 950: bar = 0.34; break; case 951: bar = 0.34; break; case 952: bar = 0.34; break; case 953: bar = 0.33; break; case 954: bar = 0.33; break; case 955: bar = 0.33; break; case 956: bar = 0.33; break; case 957: bar = 0.33; break; case 958: bar = 0.33; break; case 959: bar = 0.33; break; case 960: bar = 0.33; break; case 961: bar = 0.32; break; case 962: bar = 0.32; break; case 963: bar = 0.32; break; case 964: bar = 0.32; break; case 965: bar = 0.32; break; case 966: bar = 0.32; break; case 967: bar = 0.32; break; case 968: bar = 0.32; break; case 969: bar = 0.32; break; case 970: bar = 0.31; break; case 971: bar = 0.31; break; case 972: bar = 0.31; break; case 973: bar = 0.31; break; case 974: bar = 0.31; break; case 975: bar = 0.31; break; case 976: bar = 0.31; break; case 977: bar = 0.31; break; case 978: bar = 0.3; break; case 979: bar = 0.3; break; case 980: bar = 0.3; break; case 981: bar = 0.3; break; case 982: bar = 0.3; break; case 983: bar = 0.3; break; case 984: bar = 0.3; break; case 985: bar = 0.3; break; case 986: bar = 0.3; break; case 987: bar = 0.29; break; case 988: bar = 0.29; break; case 989: bar = 0.29; break; case 990: bar = 0.29; break; case 991: bar = 0.29; break; case 992: bar = 0.29; break; case 993: bar = 0.29; break; case 994: bar = 0.29; break; case 995: bar = 0.29; break; case 996: bar = 0.28; break; case 997: bar = 0.28; break; case 998: bar = 0.28; break; case 999: bar = 0.28; break; case 1000: bar = 0.28; break; case 1001: bar = 0.28; break; case 1002: bar = 0.28; break; case 1003: bar = 0.28; break; case 1004: bar = 0.28; break; case 1005: bar = 0.27; break; case 1006: bar = 0.27; break; case 1007: bar = 0.27; break; case 1008: bar = 0.27; break; case 1009: bar = 0.27; break; case 1010: bar = 0.27; break; case 1011: bar = 0.27; break; case 1012: bar = 0.27; break; case 1013: bar = 0.27; break; case 1014: bar = 0.26; break; case 1015: bar = 0.26; break; case 1016: bar = 0.26; break; case 1017: bar = 0.26; break; case 1018: bar = 0.26; break; case 1019: bar = 0.26; break; case 1020: bar = 0.26; break; case 1021: bar = 0.26; break; case 1022: bar = 0.26; break; case 1023: bar = 0.26; break; case 1024: bar = 0.25; break;
case 74: bar = 9.85; break; | case 74: bar = 9.85; break; case 75: bar = 9.73; break; case 76: bar = 9.62; break; case 77: bar = 9.51; break; case 78: bar = 9.4; break; case 79: bar = 9.3; break; case 80: bar = 9.19; break; case 81: bar = 9.09; break; case 82: bar = 9; break; case 83: bar = 8.9; break; case 84: bar = 8.81; break; case 85: bar = 8.71; break; case 86: bar = 8.62; break; case 87: bar = 8.53; break; case 88: bar = 8.45; break; case 89: bar = 8.36; break; case 90: bar = 8.28; break; case 91: bar = 8.2; break; case 92: bar = 8.12; break; case 93: bar = 8.04; break; case 94: bar = 7.96; break; case 95: bar = 7.89; break; case 96: bar = 7.81; break; case 97: bar = 7.74; break; case 98: bar = 7.67; break; case 99: bar = 7.6; break; case 100: bar = 7.53; break; case 101: bar = 7.46; break; case 102: bar = 7.4; break; case 103: bar = 7.33; break; case 104: bar = 7.27; break; case 105: bar = 7.2; break; case 106: bar = 7.14; break; case 107: bar = 7.08; break; case 108: bar = 7.02; break; case 109: bar = 6.96; break; case 110: bar = 6.9; break; case 111: bar = 6.85; break; case 112: bar = 6.79; break; case 113: bar = 6.74; break; case 114: bar = 6.68; break; case 115: bar = 6.63; break; case 116: bar = 6.57; break; case 117: bar = 6.52; break; case 118: bar = 6.47; break; case 119: bar = 6.42; break; case 120: bar = 6.37; break; case 121: bar = 6.32; break; case 122: bar = 6.27; break; case 123: bar = 6.23; break; case 124: bar = 6.18; break; case 125: bar = 6.13; break; case 126: bar = 6.09; break; case 127: bar = 6.04; break; case 128: bar = 6; break; case 129: bar = 5.95; break; case 130: bar = 5.91; break; case 131: bar = 5.87; break; case 132: bar = 5.83; break; case 133: bar = 5.79; break; case 134: bar = 5.75; break; case 135: bar = 5.71; break; case 136: bar = 5.67; break; case 137: bar = 5.63; break; case 138: bar = 5.59; break; case 139: bar = 5.55; break; case 140: bar = 5.51; break; case 141: bar = 5.47; break; case 142: bar = 5.44; break; case 143: bar = 5.4; break; case 144: bar = 5.37; break; case 145: bar = 5.33; break; case 146: bar = 5.3; break; case 147: bar = 5.26; break; case 148: bar = 5.23; break; case 149: bar = 5.19; break; case 150: bar = 5.16; break; case 151: bar = 5.13; break; case 152: bar = 5.09; break; case 153: bar = 5.06; break; case 154: bar = 5.03; break; case 155: bar = 5; break; case 156: bar = 4.97; break; case 157: bar = 4.94; break; case 158: bar = 4.91; break; case 159: bar = 4.88; break; case 160: bar = 4.85; break; case 161: bar = 4.82; break; case 162: bar = 4.79; break; case 163: bar = 4.76; break; case 164: bar = 4.73; break; case 165: bar = 4.7; break; case 166: bar = 4.68; break; case 167: bar = 4.65; break; case 168: bar = 4.62; break; case 169: bar = 4.59; break; case 170: bar = 4.57; break; case 171: bar = 4.54; break; case 172: bar = 4.52; break; case 173: bar = 4.49; break; case 174: bar = 4.46; break; case 175: bar = 4.44; break; case 176: bar = 4.41; break; case 177: bar = 4.39; break; case 178: bar = 4.36; break; case 179: bar = 4.34; break; case 180: bar = 4.32; break; case 181: bar = 4.29; break; case 182: bar = 4.27; break; case 183: bar = 4.25; break; case 184: bar = 4.22; break; case 185: bar = 4.2; break; case 186: bar = 4.18; break; case 187: bar = 4.15; break; case 188: bar = 4.13; break; case 189: bar = 4.11; break; case 190: bar = 4.09; break; case 191: bar = 4.07; break; case 192: bar = 4.05; break; case 193: bar = 4.02; break; case 194: bar = 4; break; case 195: bar = 3.98; break; case 196: bar = 3.96; break; case 197: bar = 3.94; break; case 198: bar = 3.92; break; case 199: bar = 3.9; break; case 200: bar = 3.88; break; case 201: bar = 3.86; break; case 202: bar = 3.84; break; case 203: bar = 3.82; break; case 204: bar = 3.8; break; case 205: bar = 3.78; break; case 206: bar = 3.77; break; case 207: bar = 3.75; break; case 208: bar = 3.73; break; case 209: bar = 3.71; break; case 210: bar = 3.69; break; case 211: bar = 3.67; break; case 212: bar = 3.66; break; case 213: bar = 3.64; break; case 214: bar = 3.62; break; case 215: bar = 3.6; break; case 216: bar = 3.59; break; case 217: bar = 3.57; break; case 218: bar = 3.55; break; case 219: bar = 3.53; break; case 220: bar = 3.52; break; case 221: bar = 3.5; break; case 222: bar = 3.48; break; case 223: bar = 3.47; break; case 224: bar = 3.45; break; case 225: bar = 3.44; break; case 226: bar = 3.42; break; case 227: bar = 3.4; break; case 228: bar = 3.39; break; case 229: bar = 3.37; break; case 230: bar = 3.36; break; case 231: bar = 3.34; break; case 232: bar = 3.33; break; case 233: bar = 3.31; break; case 234: bar = 3.3; break; case 235: bar = 3.28; break; case 236: bar = 3.27; break; case 237: bar = 3.25; break; case 238: bar = 3.24; break; case 239: bar = 3.22; break; case 240: bar = 3.21; break; case 241: bar = 3.19; break; case 242: bar = 3.18; break; case 243: bar = 3.17; break; case 244: bar = 3.15; break; case 245: bar = 3.14; break; case 246: bar = 3.12; break; case 247: bar = 3.11; break; case 248: bar = 3.1; break; case 249: bar = 3.08; break; case 250: bar = 3.07; break; case 251: bar = 3.06; break; case 252: bar = 3.04; break; case 253: bar = 3.03; break; case 254: bar = 3.02; break; case 255: bar = 3.01; break; case 256: bar = 2.99; break; case 257: bar = 2.98; break; case 258: bar = 2.97; break; case 259: bar = 2.96; break; case 260: bar = 2.94; break; case 261: bar = 2.93; break; case 262: bar = 2.92; break; case 263: bar = 2.91; break; case 264: bar = 2.89; break; case 265: bar = 2.88; break; case 266: bar = 2.87; break; case 267: bar = 2.86; break; case 268: bar = 2.85; break; case 269: bar = 2.83; break; case 270: bar = 2.82; break; case 271: bar = 2.81; break; case 272: bar = 2.8; break; case 273: bar = 2.79; break; case 274: bar = 2.78; break; case 275: bar = 2.77; break; case 276: bar = 2.76; break; case 277: bar = 2.74; break; case 278: bar = 2.73; break; case 279: bar = 2.72; break; case 280: bar = 2.71; break; case 281: bar = 2.7; break; case 282: bar = 2.69; break; case 283: bar = 2.68; break; case 284: bar = 2.67; break; case 285: bar = 2.66; break; case 286: bar = 2.65; break; case 287: bar = 2.64; break; case 288: bar = 2.63; break; case 289: bar = 2.62; break; case 290: bar = 2.61; break; case 291: bar = 2.6; break; case 292: bar = 2.59; break; case 293: bar = 2.58; break; case 294: bar = 2.57; break; case 295: bar = 2.56; break; case 296: bar = 2.55; break; case 297: bar = 2.54; break; case 298: bar = 2.53; break; case 299: bar = 2.52; break; case 300: bar = 2.51; break; case 301: bar = 2.5; break; case 302: bar = 2.49; break; case 303: bar = 2.48; break; case 304: bar = 2.47; break; case 305: bar = 2.46; break; case 306: bar = 2.45; break; case 307: bar = 2.44; break; case 308: bar = 2.43; break; case 309: bar = 2.42; break; case 310: bar = 2.41; break; case 311: bar = 2.41; break; case 312: bar = 2.4; break; case 313: bar = 2.39; break; case 314: bar = 2.38; break; case 315: bar = 2.37; break; case 316: bar = 2.36; break; case 317: bar = 2.35; break; case 318: bar = 2.34; break; case 319: bar = 2.34; break; case 320: bar = 2.33; break; case 321: bar = 2.32; break; case 322: bar = 2.31; break; case 323: bar = 2.3; break; case 324: bar = 2.29; break; case 325: bar = 2.28; break; case 326: bar = 2.28; break; case 327: bar = 2.27; break; case 328: bar = 2.26; break; case 329: bar = 2.25; break; case 330: bar = 2.24; break; case 331: bar = 2.24; break; case 332: bar = 2.23; break; case 333: bar = 2.22; break; case 334: bar = 2.21; break; case 335: bar = 2.2; break; case 336: bar = 2.2; break; case 337: bar = 2.19; break; case 338: bar = 2.18; break; case 339: bar = 2.17; break; case 340: bar = 2.17; break; case 341: bar = 2.16; break; case 342: bar = 2.15; break; case 343: bar = 2.14; break; case 344: bar = 2.13; break; case 345: bar = 2.13; break; case 346: bar = 2.12; break; case 347: bar = 2.11; break; case 348: bar = 2.11; break; case 349: bar = 2.1; break; case 350: bar = 2.09; break; case 351: bar = 2.08; break; case 352: bar = 2.08; break; case 353: bar = 2.07; break; case 354: bar = 2.06; break; case 355: bar = 2.05; break; case 356: bar = 2.05; break; case 357: bar = 2.04; break; case 358: bar = 2.03; break; case 359: bar = 2.03; break; case 360: bar = 2.02; break; case 361: bar = 2.01; break; case 362: bar = 2.01; break; case 363: bar = 2; break; case 364: bar = 1.99; break; case 365: bar = 1.99; break; case 366: bar = 1.98; break; case 367: bar = 1.97; break; case 368: bar = 1.97; break; case 369: bar = 1.96; break; case 370: bar = 1.95; break; case 371: bar = 1.95; break; case 372: bar = 1.94; break; case 373: bar = 1.93; break; case 374: bar = 1.93; break; case 375: bar = 1.92; break; case 376: bar = 1.91; break; case 377: bar = 1.91; break; case 378: bar = 1.9; break; case 379: bar = 1.89; break; case 380: bar = 1.89; break; case 381: bar = 1.88; break; case 382: bar = 1.88; break; case 383: bar = 1.87; break; case 384: bar = 1.86; break; case 385: bar = 1.86; break; case 386: bar = 1.85; break; case 387: bar = 1.85; break; case 388: bar = 1.84; break; case 389: bar = 1.83; break; case 390: bar = 1.83; break; case 391: bar = 1.82; break; case 392: bar = 1.82; break; case 393: bar = 1.81; break; case 394: bar = 1.8; break; case 395: bar = 1.8; break; case 396: bar = 1.79; break; case 397: bar = 1.79; break; case 398: bar = 1.78; break; case 399: bar = 1.77; break; case 400: bar = 1.77; break; case 401: bar = 1.76; break; case 402: bar = 1.76; break; case 403: bar = 1.75; break; case 404: bar = 1.75; break; case 405: bar = 1.74; break; case 406: bar = 1.73; break; case 407: bar = 1.73; break; case 408: bar = 1.72; break; case 409: bar = 1.72; break; case 410: bar = 1.71; break; case 411: bar = 1.71; break; case 412: bar = 1.7; break; case 413: bar = 1.7; break; case 414: bar = 1.69; break; case 415: bar = 1.69; break; case 416: bar = 1.68; break; case 417: bar = 1.67; break; case 418: bar = 1.67; break; case 419: bar = 1.66; break; case 420: bar = 1.66; break; case 421: bar = 1.65; break; case 422: bar = 1.65; break; case 423: bar = 1.64; break; case 424: bar = 1.64; break; case 425: bar = 1.63; break; case 426: bar = 1.63; break; case 427: bar = 1.62; break; case 428: bar = 1.62; break; case 429: bar = 1.61; break; case 430: bar = 1.61; break; case 431: bar = 1.6; break; case 432: bar = 1.6; break; case 433: bar = 1.59; break; case 434: bar = 1.59; break; case 435: bar = 1.58; break; case 436: bar = 1.58; break; case 437: bar = 1.57; break; case 438: bar = 1.57; break; case 439: bar = 1.56; break; case 440: bar = 1.56; break; case 441: bar = 1.55; break; case 442: bar = 1.55; break; case 443: bar = 1.54; break; case 444: bar = 1.54; break; case 445: bar = 1.53; break; case 446: bar = 1.53; break; case 447: bar = 1.53; break; case 448: bar = 1.52; break; case 449: bar = 1.52; break; case 450: bar = 1.51; break; case 451: bar = 1.51; break; case 452: bar = 1.5; break; case 453: bar = 1.5; break; case 454: bar = 1.49; break; case 455: bar = 1.49; break; case 456: bar = 1.48; break; case 457: bar = 1.48; break; case 458: bar = 1.47; break; case 459: bar = 1.47; break; case 460: bar = 1.47; break; case 461: bar = 1.46; break; case 462: bar = 1.46; break; case 463: bar = 1.45; break; case 464: bar = 1.45; break; case 465: bar = 1.44; break; case 466: bar = 1.44; break; case 467: bar = 1.44; break; case 468: bar = 1.43; break; case 469: bar = 1.43; break; case 470: bar = 1.42; break; case 471: bar = 1.42; break; case 472: bar = 1.41; break; case 473: bar = 1.41; break; case 474: bar = 1.41; break; case 475: bar = 1.4; break; case 476: bar = 1.4; break; case 477: bar = 1.39; break; case 478: bar = 1.39; break; case 479: bar = 1.38; break; case 480: bar = 1.38; break; case 481: bar = 1.38; break; case 482: bar = 1.37; break; case 483: bar = 1.37; break; case 484: bar = 1.36; break; case 485: bar = 1.36; break; case 486: bar = 1.36; break; case 487: bar = 1.35; break; case 488: bar = 1.35; break; case 489: bar = 1.34; break; case 490: bar = 1.34; break; case 491: bar = 1.34; break; case 492: bar = 1.33; break; case 493: bar = 1.33; break; case 494: bar = 1.32; break; case 495: bar = 1.32; break; case 496: bar = 1.32; break; case 497: bar = 1.31; break; case 498: bar = 1.31; break; case 499: bar = 1.3; break; case 500: bar = 1.3; break; case 501: bar = 1.3; break; case 502: bar = 1.29; break; case 503: bar = 1.29; break; case 504: bar = 1.29; break; case 505: bar = 1.28; break; case 506: bar = 1.28; break; case 507: bar = 1.27; break; case 508: bar = 1.27; break; case 509: bar = 1.27; break; case 510: bar = 1.26; break; case 511: bar = 1.26; break; case 512: bar = 1.26; break; case 513: bar = 1.25; break; case 514: bar = 1.25; break; case 515: bar = 1.24; break; case 516: bar = 1.24; break; case 517: bar = 1.24; break; case 518: bar = 1.23; break; case 519: bar = 1.23; break; case 520: bar = 1.23; break; case 521: bar = 1.22; break; case 522: bar = 1.22; break; case 523: bar = 1.22; break; case 524: bar = 1.21; break; case 525: bar = 1.21; break; case 526: bar = 1.21; break; case 527: bar = 1.2; break; case 528: bar = 1.2; break; case 529: bar = 1.2; break; case 530: bar = 1.19; break; case 531: bar = 1.19; break; case 532: bar = 1.18; break; case 533: bar = 1.18; break; case 534: bar = 1.18; break; case 535: bar = 1.17; break; case 536: bar = 1.17; break; case 537: bar = 1.17; break; case 538: bar = 1.16; break; case 539: bar = 1.16; break; case 540: bar = 1.16; break; case 541: bar = 1.15; break; case 542: bar = 1.15; break; case 543: bar = 1.15; break; case 544: bar = 1.14; break; case 545: bar = 1.14; break; case 546: bar = 1.14; break; case 547: bar = 1.13; break; case 548: bar = 1.13; break; case 549: bar = 1.13; break; case 550: bar = 1.12; break; case 551: bar = 1.12; break; case 552: bar = 1.12; break; case 553: bar = 1.12; break; case 554: bar = 1.11; break; case 555: bar = 1.11; break; case 556: bar = 1.11; break; case 557: bar = 1.1; break; case 558: bar = 1.1; break; case 559: bar = 1.1; break; case 560: bar = 1.09; break; case 561: bar = 1.09; break; case 562: bar = 1.09; break; case 563: bar = 1.08; break; case 564: bar = 1.08; break; case 565: bar = 1.08; break; case 566: bar = 1.07; break; case 567: bar = 1.07; break; case 568: bar = 1.07; break; case 569: bar = 1.07; break; case 570: bar = 1.06; break; case 571: bar = 1.06; break; case 572: bar = 1.06; break; case 573: bar = 1.05; break; case 574: bar = 1.05; break; case 575: bar = 1.05; break; case 576: bar = 1.04; break; case 577: bar = 1.04; break; case 578: bar = 1.04; break; case 579: bar = 1.04; break; case 580: bar = 1.03; break; case 581: bar = 1.03; break; case 582: bar = 1.03; break; case 583: bar = 1.02; break; case 584: bar = 1.02; break; case 585: bar = 1.02; break; case 586: bar = 1.02; break; case 587: bar = 1.01; break; case 588: bar = 1.01; break; case 589: bar = 1.01; break; case 590: bar = 1; break; case 591: bar = 1; break; case 592: bar = 1; break; case 593: bar = 1; break; case 594: bar = 0.99; break; case 595: bar = 0.99; break; case 596: bar = 0.99; break; case 597: bar = 0.98; break; case 598: bar = 0.98; break; case 599: bar = 0.98; break; case 600: bar = 0.98; break; case 601: bar = 0.97; break; case 602: bar = 0.97; break; case 603: bar = 0.97; break; case 604: bar = 0.96; break; case 605: bar = 0.96; break; case 606: bar = 0.96; break; case 607: bar = 0.96; break; case 608: bar = 0.95; break; case 609: bar = 0.95; break; case 610: bar = 0.95; break; case 611: bar = 0.95; break; case 612: bar = 0.94; break; case 613: bar = 0.94; break; case 614: bar = 0.94; break; case 615: bar = 0.94; break; case 616: bar = 0.93; break; case 617: bar = 0.93; break; case 618: bar = 0.93; break; case 619: bar = 0.92; break; case 620: bar = 0.92; break; case 621: bar = 0.92; break; case 622: bar = 0.92; break; case 623: bar = 0.91; break; case 624: bar = 0.91; break; case 625: bar = 0.91; break; case 626: bar = 0.91; break; case 627: bar = 0.9; break; case 628: bar = 0.9; break; case 629: bar = 0.9; break; case 630: bar = 0.9; break; case 631: bar = 0.89; break; case 632: bar = 0.89; break; case 633: bar = 0.89; break; case 634: bar = 0.89; break; case 635: bar = 0.88; break; case 636: bar = 0.88; break; case 637: bar = 0.88; break; case 638: bar = 0.88; break; case 639: bar = 0.87; break; case 640: bar = 0.87; break; case 641: bar = 0.87; break; case 642: bar = 0.87; break; case 643: bar = 0.86; break; case 644: bar = 0.86; break; case 645: bar = 0.86; break; case 646: bar = 0.86; break; case 647: bar = 0.85; break; case 648: bar = 0.85; break; case 649: bar = 0.85; break; case 650: bar = 0.85; break; case 651: bar = 0.84; break; case 652: bar = 0.84; break; case 653: bar = 0.84; break; case 654: bar = 0.84; break; case 655: bar = 0.84; break; case 656: bar = 0.83; break; case 657: bar = 0.83; break; case 658: bar = 0.83; break; case 659: bar = 0.83; break; case 660: bar = 0.82; break; case 661: bar = 0.82; break; case 662: bar = 0.82; break; case 663: bar = 0.82; break; case 664: bar = 0.81; break; case 665: bar = 0.81; break; case 666: bar = 0.81; break; case 667: bar = 0.81; break; case 668: bar = 0.81; break; case 669: bar = 0.8; break; case 670: bar = 0.8; break; case 671: bar = 0.8; break; case 672: bar = 0.8; break; case 673: bar = 0.79; break; case 674: bar = 0.79; break; case 675: bar = 0.79; break; case 676: bar = 0.79; break; case 677: bar = 0.78; break; case 678: bar = 0.78; break; case 679: bar = 0.78; break; case 680: bar = 0.78; break; case 681: bar = 0.78; break; case 682: bar = 0.77; break; case 683: bar = 0.77; break; case 684: bar = 0.77; break; case 685: bar = 0.77; break; case 686: bar = 0.77; break; case 687: bar = 0.76; break; case 688: bar = 0.76; break; case 689: bar = 0.76; break; case 690: bar = 0.76; break; case 691: bar = 0.75; break; case 692: bar = 0.75; break; case 693: bar = 0.75; break; case 694: bar = 0.75; break; case 695: bar = 0.75; break; case 696: bar = 0.74; break; case 697: bar = 0.74; break; case 698: bar = 0.74; break; case 699: bar = 0.74; break; case 700: bar = 0.74; break; case 701: bar = 0.73; break; case 702: bar = 0.73; break; case 703: bar = 0.73; break; case 704: bar = 0.73; break; case 705: bar = 0.72; break; case 706: bar = 0.72; break; case 707: bar = 0.72; break; case 708: bar = 0.72; break; case 709: bar = 0.72; break; case 710: bar = 0.71; break; case 711: bar = 0.71; break; case 712: bar = 0.71; break; case 713: bar = 0.71; break; case 714: bar = 0.71; break; case 715: bar = 0.7; break; case 716: bar = 0.7; break; case 717: bar = 0.7; break; case 718: bar = 0.7; break; case 719: bar = 0.7; break; case 720: bar = 0.69; break; case 721: bar = 0.69; break; case 722: bar = 0.69; break; case 723: bar = 0.69; break; case 724: bar = 0.69; break; case 725: bar = 0.68; break; case 726: bar = 0.68; break; case 727: bar = 0.68; break; case 728: bar = 0.68; break; case 729: bar = 0.68; break; case 730: bar = 0.67; break; case 731: bar = 0.67; break; case 732: bar = 0.67; break; case 733: bar = 0.67; break; case 734: bar = 0.67; break; case 735: bar = 0.67; break; case 736: bar = 0.66; break; case 737: bar = 0.66; break; case 738: bar = 0.66; break; case 739: bar = 0.66; break; case 740: bar = 0.66; break; case 741: bar = 0.65; break; case 742: bar = 0.65; break; case 743: bar = 0.65; break; case 744: bar = 0.65; break; case 745: bar = 0.65; break; case 746: bar = 0.64; break; case 747: bar = 0.64; break; case 748: bar = 0.64; break; case 749: bar = 0.64; break; case 750: bar = 0.64; break; case 751: bar = 0.64; break; case 752: bar = 0.63; break; case 753: bar = 0.63; break; case 754: bar = 0.63; break; case 755: bar = 0.63; break; case 756: bar = 0.63; break; case 757: bar = 0.62; break; case 758: bar = 0.62; break; case 759: bar = 0.62; break; case 760: bar = 0.62; break; case 761: bar = 0.62; break; case 762: bar = 0.61; break; case 763: bar = 0.61; break; case 764: bar = 0.61; break; case 765: bar = 0.61; break; case 766: bar = 0.61; break; case 767: bar = 0.61; break; case 768: bar = 0.6; break; case 769: bar = 0.6; break; case 770: bar = 0.6; break; case 771: bar = 0.6; break; case 772: bar = 0.6; break; case 773: bar = 0.6; break; case 774: bar = 0.59; break; case 775: bar = 0.59; break; case 776: bar = 0.59; break; case 777: bar = 0.59; break; case 778: bar = 0.59; break; case 779: bar = 0.59; break; case 780: bar = 0.58; break; case 781: bar = 0.58; break; case 782: bar = 0.58; break; case 783: bar = 0.58; break; case 784: bar = 0.58; break; case 785: bar = 0.57; break; case 786: bar = 0.57; break; case 787: bar = 0.57; break; case 788: bar = 0.57; break; case 789: bar = 0.57; break; case 790: bar = 0.57; break; case 791: bar = 0.56; break; case 792: bar = 0.56; break; case 793: bar = 0.56; break; case 794: bar = 0.56; break; case 795: bar = 0.56; break; case 796: bar = 0.56; break; case 797: bar = 0.55; break; case 798: bar = 0.55; break; case 799: bar = 0.55; break; case 800: bar = 0.55; break; case 801: bar = 0.55; break; case 802: bar = 0.55; break; case 803: bar = 0.54; break; case 804: bar = 0.54; break; case 805: bar = 0.54; break; case 806: bar = 0.54; break; case 807: bar = 0.54; break; case 808: bar = 0.54; break; case 809: bar = 0.53; break; case 810: bar = 0.53; break; case 811: bar = 0.53; break; case 812: bar = 0.53; break; case 813: bar = 0.53; break; case 814: bar = 0.53; break; case 815: bar = 0.53; break; case 816: bar = 0.52; break; case 817: bar = 0.52; break; case 818: bar = 0.52; break; case 819: bar = 0.52; break; case 820: bar = 0.52; break; case 821: bar = 0.52; break; case 822: bar = 0.51; break; case 823: bar = 0.51; break; case 824: bar = 0.51; break; case 825: bar = 0.51; break; case 826: bar = 0.51; break; case 827: bar = 0.51; break; case 828: bar = 0.5; break; case 829: bar = 0.5; break; case 830: bar = 0.5; break; case 831: bar = 0.5; break; case 832: bar = 0.5; break; case 833: bar = 0.5; break; case 834: bar = 0.5; break; case 835: bar = 0.49; break; case 836: bar = 0.49; break; case 837: bar = 0.49; break; case 838: bar = 0.49; break; case 839: bar = 0.49; break; case 840: bar = 0.49; break; case 841: bar = 0.48; break; case 842: bar = 0.48; break; case 843: bar = 0.48; break; case 844: bar = 0.48; break; case 845: bar = 0.48; break; case 846: bar = 0.48; break; case 847: bar = 0.48; break; case 848: bar = 0.47; break; case 849: bar = 0.47; break; case 850: bar = 0.47; break; case 851: bar = 0.47; break; case 852: bar = 0.47; break; case 853: bar = 0.47; break; case 854: bar = 0.47; break; case 855: bar = 0.46; break; case 856: bar = 0.46; break; case 857: bar = 0.46; break; case 858: bar = 0.46; break; case 859: bar = 0.46; break; case 860: bar = 0.46; break; case 861: bar = 0.46; break; case 862: bar = 0.45; break; case 863: bar = 0.45; break; case 864: bar = 0.45; break; case 865: bar = 0.45; break; case 866: bar = 0.45; break; case 867: bar = 0.45; break; case 868: bar = 0.45; break; case 869: bar = 0.44; break; case 870: bar = 0.44; break; case 871: bar = 0.44; break; case 872: bar = 0.44; break; case 873: bar = 0.44; break; case 874: bar = 0.44; break; case 875: bar = 0.44; break; case 876: bar = 0.43; break; case 877: bar = 0.43; break; case 878: bar = 0.43; break; case 879: bar = 0.43; break; case 880: bar = 0.43; break; case 881: bar = 0.43; break; case 882: bar = 0.43; break; case 883: bar = 0.42; break; case 884: bar = 0.42; break; case 885: bar = 0.42; break; case 886: bar = 0.42; break; case 887: bar = 0.42; break; case 888: bar = 0.42; break; case 889: bar = 0.42; break; case 890: bar = 0.41; break; case 891: bar = 0.41; break; case 892: bar = 0.41; break; case 893: bar = 0.41; break; case 894: bar = 0.41; break; case 895: bar = 0.41; break; case 896: bar = 0.41; break; case 897: bar = 0.41; break; case 898: bar = 0.4; break; case 899: bar = 0.4; break; case 900: bar = 0.4; break; case 901: bar = 0.4; break; case 902: bar = 0.4; break; case 903: bar = 0.4; break; case 904: bar = 0.4; break; case 905: bar = 0.39; break; case 906: bar = 0.39; break; case 907: bar = 0.39; break; case 908: bar = 0.39; break; case 909: bar = 0.39; break; case 910: bar = 0.39; break; case 911: bar = 0.39; break; case 912: bar = 0.39; break; case 913: bar = 0.38; break; case 914: bar = 0.38; break; case 915: bar = 0.38; break; case 916: bar = 0.38; break; case 917: bar = 0.38; break; case 918: bar = 0.38; break; case 919: bar = 0.38; break; case 920: bar = 0.38; break; case 921: bar = 0.37; break; case 922: bar = 0.37; break; case 923: bar = 0.37; break; case 924: bar = 0.37; break; case 925: bar = 0.37; break; case 926: bar = 0.37; break; case 927: bar = 0.37; break; case 928: bar = 0.37; break; case 929: bar = 0.36; break; case 930: bar = 0.36; break; case 931: bar = 0.36; break; case 932: bar = 0.36; break; case 933: bar = 0.36; break; case 934: bar = 0.36; break; case 935: bar = 0.36; break; case 936: bar = 0.36; break; case 937: bar = 0.35; break; case 938: bar = 0.35; break; case 939: bar = 0.35; break; case 940: bar = 0.35; break; case 941: bar = 0.35; break; case 942: bar = 0.35; break; case 943: bar = 0.35; break; case 944: bar = 0.35; break; case 945: bar = 0.34; break; case 946: bar = 0.34; break; case 947: bar = 0.34; break; case 948: bar = 0.34; break; case 949: bar = 0.34; break; case 950: bar = 0.34; break; case 951: bar = 0.34; break; case 952: bar = 0.34; break; case 953: bar = 0.33; break; case 954: bar = 0.33; break; case 955: bar = 0.33; break; case 956: bar = 0.33; break; case 957: bar = 0.33; break; case 958: bar = 0.33; break; case 959: bar = 0.33; break; case 960: bar = 0.33; break; case 961: bar = 0.32; break; case 962: bar = 0.32; break; case 963: bar = 0.32; break; case 964: bar = 0.32; break; case 965: bar = 0.32; break; case 966: bar = 0.32; break; case 967: bar = 0.32; break; case 968: bar = 0.32; break; case 969: bar = 0.32; break; case 970: bar = 0.31; break; case 971: bar = 0.31; break; case 972: bar = 0.31; break; case 973: bar = 0.31; break; case 974: bar = 0.31; break; case 975: bar = 0.31; break; case 976: bar = 0.31; break; case 977: bar = 0.31; break; case 978: bar = 0.3; break; case 979: bar = 0.3; break; case 980: bar = 0.3; break; case 981: bar = 0.3; break; case 982: bar = 0.3; break; case 983: bar = 0.3; break; case 984: bar = 0.3; break; case 985: bar = 0.3; break; case 986: bar = 0.3; break; case 987: bar = 0.29; break; case 988: bar = 0.29; break; case 989: bar = 0.29; break; case 990: bar = 0.29; break; case 991: bar = 0.29; break; case 992: bar = 0.29; break; case 993: bar = 0.29; break; case 994: bar = 0.29; break; case 995: bar = 0.29; break; case 996: bar = 0.28; break; case 997: bar = 0.28; break; case 998: bar = 0.28; break; case 999: bar = 0.28; break; case 1000: bar = 0.28; break; case 1001: bar = 0.28; break; case 1002: bar = 0.28; break; case 1003: bar = 0.28; break; case 1004: bar = 0.28; break; case 1005: bar = 0.27; break; case 1006: bar = 0.27; break; case 1007: bar = 0.27; break; case 1008: bar = 0.27; break; case 1009: bar = 0.27; break; case 1010: bar = 0.27; break; case 1011: bar = 0.27; break; case 1012: bar = 0.27; break; case 1013: bar = 0.27; break; case 1014: bar = 0.26; break; case 1015: bar = 0.26; break; case 1016: bar = 0.26; break; case 1017: bar = 0.26; break; case 1018: bar = 0.26; break; case 1019: bar = 0.26; break; case 1020: bar = 0.26; break; case 1021: bar = 0.26; break; case 1022: bar = 0.26; break; case 1023: bar = 0.26; break; case 1024: bar = 0.25; break;
case 75: bar = 9.73; break; | case 75: bar = 9.73; break; case 76: bar = 9.62; break; case 77: bar = 9.51; break; case 78: bar = 9.4; break; case 79: bar = 9.3; break; case 80: bar = 9.19; break; case 81: bar = 9.09; break; case 82: bar = 9; break; case 83: bar = 8.9; break; case 84: bar = 8.81; break; case 85: bar = 8.71; break; case 86: bar = 8.62; break; case 87: bar = 8.53; break; case 88: bar = 8.45; break; case 89: bar = 8.36; break; case 90: bar = 8.28; break; case 91: bar = 8.2; break; case 92: bar = 8.12; break; case 93: bar = 8.04; break; case 94: bar = 7.96; break; case 95: bar = 7.89; break; case 96: bar = 7.81; break; case 97: bar = 7.74; break; case 98: bar = 7.67; break; case 99: bar = 7.6; break; case 100: bar = 7.53; break; case 101: bar = 7.46; break; case 102: bar = 7.4; break; case 103: bar = 7.33; break; case 104: bar = 7.27; break; case 105: bar = 7.2; break; case 106: bar = 7.14; break; case 107: bar = 7.08; break; case 108: bar = 7.02; break; case 109: bar = 6.96; break; case 110: bar = 6.9; break; case 111: bar = 6.85; break; case 112: bar = 6.79; break; case 113: bar = 6.74; break; case 114: bar = 6.68; break; case 115: bar = 6.63; break; case 116: bar = 6.57; break; case 117: bar = 6.52; break; case 118: bar = 6.47; break; case 119: bar = 6.42; break; case 120: bar = 6.37; break; case 121: bar = 6.32; break; case 122: bar = 6.27; break; case 123: bar = 6.23; break; case 124: bar = 6.18; break; case 125: bar = 6.13; break; case 126: bar = 6.09; break; case 127: bar = 6.04; break; case 128: bar = 6; break; case 129: bar = 5.95; break; case 130: bar = 5.91; break; case 131: bar = 5.87; break; case 132: bar = 5.83; break; case 133: bar = 5.79; break; case 134: bar = 5.75; break; case 135: bar = 5.71; break; case 136: bar = 5.67; break; case 137: bar = 5.63; break; case 138: bar = 5.59; break; case 139: bar = 5.55; break; case 140: bar = 5.51; break; case 141: bar = 5.47; break; case 142: bar = 5.44; break; case 143: bar = 5.4; break; case 144: bar = 5.37; break; case 145: bar = 5.33; break; case 146: bar = 5.3; break; case 147: bar = 5.26; break; case 148: bar = 5.23; break; case 149: bar = 5.19; break; case 150: bar = 5.16; break; case 151: bar = 5.13; break; case 152: bar = 5.09; break; case 153: bar = 5.06; break; case 154: bar = 5.03; break; case 155: bar = 5; break; case 156: bar = 4.97; break; case 157: bar = 4.94; break; case 158: bar = 4.91; break; case 159: bar = 4.88; break; case 160: bar = 4.85; break; case 161: bar = 4.82; break; case 162: bar = 4.79; break; case 163: bar = 4.76; break; case 164: bar = 4.73; break; case 165: bar = 4.7; break; case 166: bar = 4.68; break; case 167: bar = 4.65; break; case 168: bar = 4.62; break; case 169: bar = 4.59; break; case 170: bar = 4.57; break; case 171: bar = 4.54; break; case 172: bar = 4.52; break; case 173: bar = 4.49; break; case 174: bar = 4.46; break; case 175: bar = 4.44; break; case 176: bar = 4.41; break; case 177: bar = 4.39; break; case 178: bar = 4.36; break; case 179: bar = 4.34; break; case 180: bar = 4.32; break; case 181: bar = 4.29; break; case 182: bar = 4.27; break; case 183: bar = 4.25; break; case 184: bar = 4.22; break; case 185: bar = 4.2; break; case 186: bar = 4.18; break; case 187: bar = 4.15; break; case 188: bar = 4.13; break; case 189: bar = 4.11; break; case 190: bar = 4.09; break; case 191: bar = 4.07; break; case 192: bar = 4.05; break; case 193: bar = 4.02; break; case 194: bar = 4; break; case 195: bar = 3.98; break; case 196: bar = 3.96; break; case 197: bar = 3.94; break; case 198: bar = 3.92; break; case 199: bar = 3.9; break; case 200: bar = 3.88; break; case 201: bar = 3.86; break; case 202: bar = 3.84; break; case 203: bar = 3.82; break; case 204: bar = 3.8; break; case 205: bar = 3.78; break; case 206: bar = 3.77; break; case 207: bar = 3.75; break; case 208: bar = 3.73; break; case 209: bar = 3.71; break; case 210: bar = 3.69; break; case 211: bar = 3.67; break; case 212: bar = 3.66; break; case 213: bar = 3.64; break; case 214: bar = 3.62; break; case 215: bar = 3.6; break; case 216: bar = 3.59; break; case 217: bar = 3.57; break; case 218: bar = 3.55; break; case 219: bar = 3.53; break; case 220: bar = 3.52; break; case 221: bar = 3.5; break; case 222: bar = 3.48; break; case 223: bar = 3.47; break; case 224: bar = 3.45; break; case 225: bar = 3.44; break; case 226: bar = 3.42; break; case 227: bar = 3.4; break; case 228: bar = 3.39; break; case 229: bar = 3.37; break; case 230: bar = 3.36; break; case 231: bar = 3.34; break; case 232: bar = 3.33; break; case 233: bar = 3.31; break; case 234: bar = 3.3; break; case 235: bar = 3.28; break; case 236: bar = 3.27; break; case 237: bar = 3.25; break; case 238: bar = 3.24; break; case 239: bar = 3.22; break; case 240: bar = 3.21; break; case 241: bar = 3.19; break; case 242: bar = 3.18; break; case 243: bar = 3.17; break; case 244: bar = 3.15; break; case 245: bar = 3.14; break; case 246: bar = 3.12; break; case 247: bar = 3.11; break; case 248: bar = 3.1; break; case 249: bar = 3.08; break; case 250: bar = 3.07; break; case 251: bar = 3.06; break; case 252: bar = 3.04; break; case 253: bar = 3.03; break; case 254: bar = 3.02; break; case 255: bar = 3.01; break; case 256: bar = 2.99; break; case 257: bar = 2.98; break; case 258: bar = 2.97; break; case 259: bar = 2.96; break; case 260: bar = 2.94; break; case 261: bar = 2.93; break; case 262: bar = 2.92; break; case 263: bar = 2.91; break; case 264: bar = 2.89; break; case 265: bar = 2.88; break; case 266: bar = 2.87; break; case 267: bar = 2.86; break; case 268: bar = 2.85; break; case 269: bar = 2.83; break; case 270: bar = 2.82; break; case 271: bar = 2.81; break; case 272: bar = 2.8; break; case 273: bar = 2.79; break; case 274: bar = 2.78; break; case 275: bar = 2.77; break; case 276: bar = 2.76; break; case 277: bar = 2.74; break; case 278: bar = 2.73; break; case 279: bar = 2.72; break; case 280: bar = 2.71; break; case 281: bar = 2.7; break; case 282: bar = 2.69; break; case 283: bar = 2.68; break; case 284: bar = 2.67; break; case 285: bar = 2.66; break; case 286: bar = 2.65; break; case 287: bar = 2.64; break; case 288: bar = 2.63; break; case 289: bar = 2.62; break; case 290: bar = 2.61; break; case 291: bar = 2.6; break; case 292: bar = 2.59; break; case 293: bar = 2.58; break; case 294: bar = 2.57; break; case 295: bar = 2.56; break; case 296: bar = 2.55; break; case 297: bar = 2.54; break; case 298: bar = 2.53; break; case 299: bar = 2.52; break; case 300: bar = 2.51; break; case 301: bar = 2.5; break; case 302: bar = 2.49; break; case 303: bar = 2.48; break; case 304: bar = 2.47; break; case 305: bar = 2.46; break; case 306: bar = 2.45; break; case 307: bar = 2.44; break; case 308: bar = 2.43; break; case 309: bar = 2.42; break; case 310: bar = 2.41; break; case 311: bar = 2.41; break; case 312: bar = 2.4; break; case 313: bar = 2.39; break; case 314: bar = 2.38; break; case 315: bar = 2.37; break; case 316: bar = 2.36; break; case 317: bar = 2.35; break; case 318: bar = 2.34; break; case 319: bar = 2.34; break; case 320: bar = 2.33; break; case 321: bar = 2.32; break; case 322: bar = 2.31; break; case 323: bar = 2.3; break; case 324: bar = 2.29; break; case 325: bar = 2.28; break; case 326: bar = 2.28; break; case 327: bar = 2.27; break; case 328: bar = 2.26; break; case 329: bar = 2.25; break; case 330: bar = 2.24; break; case 331: bar = 2.24; break; case 332: bar = 2.23; break; case 333: bar = 2.22; break; case 334: bar = 2.21; break; case 335: bar = 2.2; break; case 336: bar = 2.2; break; case 337: bar = 2.19; break; case 338: bar = 2.18; break; case 339: bar = 2.17; break; case 340: bar = 2.17; break; case 341: bar = 2.16; break; case 342: bar = 2.15; break; case 343: bar = 2.14; break; case 344: bar = 2.13; break; case 345: bar = 2.13; break; case 346: bar = 2.12; break; case 347: bar = 2.11; break; case 348: bar = 2.11; break; case 349: bar = 2.1; break; case 350: bar = 2.09; break; case 351: bar = 2.08; break; case 352: bar = 2.08; break; case 353: bar = 2.07; break; case 354: bar = 2.06; break; case 355: bar = 2.05; break; case 356: bar = 2.05; break; case 357: bar = 2.04; break; case 358: bar = 2.03; break; case 359: bar = 2.03; break; case 360: bar = 2.02; break; case 361: bar = 2.01; break; case 362: bar = 2.01; break; case 363: bar = 2; break; case 364: bar = 1.99; break; case 365: bar = 1.99; break; case 366: bar = 1.98; break; case 367: bar = 1.97; break; case 368: bar = 1.97; break; case 369: bar = 1.96; break; case 370: bar = 1.95; break; case 371: bar = 1.95; break; case 372: bar = 1.94; break; case 373: bar = 1.93; break; case 374: bar = 1.93; break; case 375: bar = 1.92; break; case 376: bar = 1.91; break; case 377: bar = 1.91; break; case 378: bar = 1.9; break; case 379: bar = 1.89; break; case 380: bar = 1.89; break; case 381: bar = 1.88; break; case 382: bar = 1.88; break; case 383: bar = 1.87; break; case 384: bar = 1.86; break; case 385: bar = 1.86; break; case 386: bar = 1.85; break; case 387: bar = 1.85; break; case 388: bar = 1.84; break; case 389: bar = 1.83; break; case 390: bar = 1.83; break; case 391: bar = 1.82; break; case 392: bar = 1.82; break; case 393: bar = 1.81; break; case 394: bar = 1.8; break; case 395: bar = 1.8; break; case 396: bar = 1.79; break; case 397: bar = 1.79; break; case 398: bar = 1.78; break; case 399: bar = 1.77; break; case 400: bar = 1.77; break; case 401: bar = 1.76; break; case 402: bar = 1.76; break; case 403: bar = 1.75; break; case 404: bar = 1.75; break; case 405: bar = 1.74; break; case 406: bar = 1.73; break; case 407: bar = 1.73; break; case 408: bar = 1.72; break; case 409: bar = 1.72; break; case 410: bar = 1.71; break; case 411: bar = 1.71; break; case 412: bar = 1.7; break; case 413: bar = 1.7; break; case 414: bar = 1.69; break; case 415: bar = 1.69; break; case 416: bar = 1.68; break; case 417: bar = 1.67; break; case 418: bar = 1.67; break; case 419: bar = 1.66; break; case 420: bar = 1.66; break; case 421: bar = 1.65; break; case 422: bar = 1.65; break; case 423: bar = 1.64; break; case 424: bar = 1.64; break; case 425: bar = 1.63; break; case 426: bar = 1.63; break; case 427: bar = 1.62; break; case 428: bar = 1.62; break; case 429: bar = 1.61; break; case 430: bar = 1.61; break; case 431: bar = 1.6; break; case 432: bar = 1.6; break; case 433: bar = 1.59; break; case 434: bar = 1.59; break; case 435: bar = 1.58; break; case 436: bar = 1.58; break; case 437: bar = 1.57; break; case 438: bar = 1.57; break; case 439: bar = 1.56; break; case 440: bar = 1.56; break; case 441: bar = 1.55; break; case 442: bar = 1.55; break; case 443: bar = 1.54; break; case 444: bar = 1.54; break; case 445: bar = 1.53; break; case 446: bar = 1.53; break; case 447: bar = 1.53; break; case 448: bar = 1.52; break; case 449: bar = 1.52; break; case 450: bar = 1.51; break; case 451: bar = 1.51; break; case 452: bar = 1.5; break; case 453: bar = 1.5; break; case 454: bar = 1.49; break; case 455: bar = 1.49; break; case 456: bar = 1.48; break; case 457: bar = 1.48; break; case 458: bar = 1.47; break; case 459: bar = 1.47; break; case 460: bar = 1.47; break; case 461: bar = 1.46; break; case 462: bar = 1.46; break; case 463: bar = 1.45; break; case 464: bar = 1.45; break; case 465: bar = 1.44; break; case 466: bar = 1.44; break; case 467: bar = 1.44; break; case 468: bar = 1.43; break; case 469: bar = 1.43; break; case 470: bar = 1.42; break; case 471: bar = 1.42; break; case 472: bar = 1.41; break; case 473: bar = 1.41; break; case 474: bar = 1.41; break; case 475: bar = 1.4; break; case 476: bar = 1.4; break; case 477: bar = 1.39; break; case 478: bar = 1.39; break; case 479: bar = 1.38; break; case 480: bar = 1.38; break; case 481: bar = 1.38; break; case 482: bar = 1.37; break; case 483: bar = 1.37; break; case 484: bar = 1.36; break; case 485: bar = 1.36; break; case 486: bar = 1.36; break; case 487: bar = 1.35; break; case 488: bar = 1.35; break; case 489: bar = 1.34; break; case 490: bar = 1.34; break; case 491: bar = 1.34; break; case 492: bar = 1.33; break; case 493: bar = 1.33; break; case 494: bar = 1.32; break; case 495: bar = 1.32; break; case 496: bar = 1.32; break; case 497: bar = 1.31; break; case 498: bar = 1.31; break; case 499: bar = 1.3; break; case 500: bar = 1.3; break; case 501: bar = 1.3; break; case 502: bar = 1.29; break; case 503: bar = 1.29; break; case 504: bar = 1.29; break; case 505: bar = 1.28; break; case 506: bar = 1.28; break; case 507: bar = 1.27; break; case 508: bar = 1.27; break; case 509: bar = 1.27; break; case 510: bar = 1.26; break; case 511: bar = 1.26; break; case 512: bar = 1.26; break; case 513: bar = 1.25; break; case 514: bar = 1.25; break; case 515: bar = 1.24; break; case 516: bar = 1.24; break; case 517: bar = 1.24; break; case 518: bar = 1.23; break; case 519: bar = 1.23; break; case 520: bar = 1.23; break; case 521: bar = 1.22; break; case 522: bar = 1.22; break; case 523: bar = 1.22; break; case 524: bar = 1.21; break; case 525: bar = 1.21; break; case 526: bar = 1.21; break; case 527: bar = 1.2; break; case 528: bar = 1.2; break; case 529: bar = 1.2; break; case 530: bar = 1.19; break; case 531: bar = 1.19; break; case 532: bar = 1.18; break; case 533: bar = 1.18; break; case 534: bar = 1.18; break; case 535: bar = 1.17; break; case 536: bar = 1.17; break; case 537: bar = 1.17; break; case 538: bar = 1.16; break; case 539: bar = 1.16; break; case 540: bar = 1.16; break; case 541: bar = 1.15; break; case 542: bar = 1.15; break; case 543: bar = 1.15; break; case 544: bar = 1.14; break; case 545: bar = 1.14; break; case 546: bar = 1.14; break; case 547: bar = 1.13; break; case 548: bar = 1.13; break; case 549: bar = 1.13; break; case 550: bar = 1.12; break; case 551: bar = 1.12; break; case 552: bar = 1.12; break; case 553: bar = 1.12; break; case 554: bar = 1.11; break; case 555: bar = 1.11; break; case 556: bar = 1.11; break; case 557: bar = 1.1; break; case 558: bar = 1.1; break; case 559: bar = 1.1; break; case 560: bar = 1.09; break; case 561: bar = 1.09; break; case 562: bar = 1.09; break; case 563: bar = 1.08; break; case 564: bar = 1.08; break; case 565: bar = 1.08; break; case 566: bar = 1.07; break; case 567: bar = 1.07; break; case 568: bar = 1.07; break; case 569: bar = 1.07; break; case 570: bar = 1.06; break; case 571: bar = 1.06; break; case 572: bar = 1.06; break; case 573: bar = 1.05; break; case 574: bar = 1.05; break; case 575: bar = 1.05; break; case 576: bar = 1.04; break; case 577: bar = 1.04; break; case 578: bar = 1.04; break; case 579: bar = 1.04; break; case 580: bar = 1.03; break; case 581: bar = 1.03; break; case 582: bar = 1.03; break; case 583: bar = 1.02; break; case 584: bar = 1.02; break; case 585: bar = 1.02; break; case 586: bar = 1.02; break; case 587: bar = 1.01; break; case 588: bar = 1.01; break; case 589: bar = 1.01; break; case 590: bar = 1; break; case 591: bar = 1; break; case 592: bar = 1; break; case 593: bar = 1; break; case 594: bar = 0.99; break; case 595: bar = 0.99; break; case 596: bar = 0.99; break; case 597: bar = 0.98; break; case 598: bar = 0.98; break; case 599: bar = 0.98; break; case 600: bar = 0.98; break; case 601: bar = 0.97; break; case 602: bar = 0.97; break; case 603: bar = 0.97; break; case 604: bar = 0.96; break; case 605: bar = 0.96; break; case 606: bar = 0.96; break; case 607: bar = 0.96; break; case 608: bar = 0.95; break; case 609: bar = 0.95; break; case 610: bar = 0.95; break; case 611: bar = 0.95; break; case 612: bar = 0.94; break; case 613: bar = 0.94; break; case 614: bar = 0.94; break; case 615: bar = 0.94; break; case 616: bar = 0.93; break; case 617: bar = 0.93; break; case 618: bar = 0.93; break; case 619: bar = 0.92; break; case 620: bar = 0.92; break; case 621: bar = 0.92; break; case 622: bar = 0.92; break; case 623: bar = 0.91; break; case 624: bar = 0.91; break; case 625: bar = 0.91; break; case 626: bar = 0.91; break; case 627: bar = 0.9; break; case 628: bar = 0.9; break; case 629: bar = 0.9; break; case 630: bar = 0.9; break; case 631: bar = 0.89; break; case 632: bar = 0.89; break; case 633: bar = 0.89; break; case 634: bar = 0.89; break; case 635: bar = 0.88; break; case 636: bar = 0.88; break; case 637: bar = 0.88; break; case 638: bar = 0.88; break; case 639: bar = 0.87; break; case 640: bar = 0.87; break; case 641: bar = 0.87; break; case 642: bar = 0.87; break; case 643: bar = 0.86; break; case 644: bar = 0.86; break; case 645: bar = 0.86; break; case 646: bar = 0.86; break; case 647: bar = 0.85; break; case 648: bar = 0.85; break; case 649: bar = 0.85; break; case 650: bar = 0.85; break; case 651: bar = 0.84; break; case 652: bar = 0.84; break; case 653: bar = 0.84; break; case 654: bar = 0.84; break; case 655: bar = 0.84; break; case 656: bar = 0.83; break; case 657: bar = 0.83; break; case 658: bar = 0.83; break; case 659: bar = 0.83; break; case 660: bar = 0.82; break; case 661: bar = 0.82; break; case 662: bar = 0.82; break; case 663: bar = 0.82; break; case 664: bar = 0.81; break; case 665: bar = 0.81; break; case 666: bar = 0.81; break; case 667: bar = 0.81; break; case 668: bar = 0.81; break; case 669: bar = 0.8; break; case 670: bar = 0.8; break; case 671: bar = 0.8; break; case 672: bar = 0.8; break; case 673: bar = 0.79; break; case 674: bar = 0.79; break; case 675: bar = 0.79; break; case 676: bar = 0.79; break; case 677: bar = 0.78; break; case 678: bar = 0.78; break; case 679: bar = 0.78; break; case 680: bar = 0.78; break; case 681: bar = 0.78; break; case 682: bar = 0.77; break; case 683: bar = 0.77; break; case 684: bar = 0.77; break; case 685: bar = 0.77; break; case 686: bar = 0.77; break; case 687: bar = 0.76; break; case 688: bar = 0.76; break; case 689: bar = 0.76; break; case 690: bar = 0.76; break; case 691: bar = 0.75; break; case 692: bar = 0.75; break; case 693: bar = 0.75; break; case 694: bar = 0.75; break; case 695: bar = 0.75; break; case 696: bar = 0.74; break; case 697: bar = 0.74; break; case 698: bar = 0.74; break; case 699: bar = 0.74; break; case 700: bar = 0.74; break; case 701: bar = 0.73; break; case 702: bar = 0.73; break; case 703: bar = 0.73; break; case 704: bar = 0.73; break; case 705: bar = 0.72; break; case 706: bar = 0.72; break; case 707: bar = 0.72; break; case 708: bar = 0.72; break; case 709: bar = 0.72; break; case 710: bar = 0.71; break; case 711: bar = 0.71; break; case 712: bar = 0.71; break; case 713: bar = 0.71; break; case 714: bar = 0.71; break; case 715: bar = 0.7; break; case 716: bar = 0.7; break; case 717: bar = 0.7; break; case 718: bar = 0.7; break; case 719: bar = 0.7; break; case 720: bar = 0.69; break; case 721: bar = 0.69; break; case 722: bar = 0.69; break; case 723: bar = 0.69; break; case 724: bar = 0.69; break; case 725: bar = 0.68; break; case 726: bar = 0.68; break; case 727: bar = 0.68; break; case 728: bar = 0.68; break; case 729: bar = 0.68; break; case 730: bar = 0.67; break; case 731: bar = 0.67; break; case 732: bar = 0.67; break; case 733: bar = 0.67; break; case 734: bar = 0.67; break; case 735: bar = 0.67; break; case 736: bar = 0.66; break; case 737: bar = 0.66; break; case 738: bar = 0.66; break; case 739: bar = 0.66; break; case 740: bar = 0.66; break; case 741: bar = 0.65; break; case 742: bar = 0.65; break; case 743: bar = 0.65; break; case 744: bar = 0.65; break; case 745: bar = 0.65; break; case 746: bar = 0.64; break; case 747: bar = 0.64; break; case 748: bar = 0.64; break; case 749: bar = 0.64; break; case 750: bar = 0.64; break; case 751: bar = 0.64; break; case 752: bar = 0.63; break; case 753: bar = 0.63; break; case 754: bar = 0.63; break; case 755: bar = 0.63; break; case 756: bar = 0.63; break; case 757: bar = 0.62; break; case 758: bar = 0.62; break; case 759: bar = 0.62; break; case 760: bar = 0.62; break; case 761: bar = 0.62; break; case 762: bar = 0.61; break; case 763: bar = 0.61; break; case 764: bar = 0.61; break; case 765: bar = 0.61; break; case 766: bar = 0.61; break; case 767: bar = 0.61; break; case 768: bar = 0.6; break; case 769: bar = 0.6; break; case 770: bar = 0.6; break; case 771: bar = 0.6; break; case 772: bar = 0.6; break; case 773: bar = 0.6; break; case 774: bar = 0.59; break; case 775: bar = 0.59; break; case 776: bar = 0.59; break; case 777: bar = 0.59; break; case 778: bar = 0.59; break; case 779: bar = 0.59; break; case 780: bar = 0.58; break; case 781: bar = 0.58; break; case 782: bar = 0.58; break; case 783: bar = 0.58; break; case 784: bar = 0.58; break; case 785: bar = 0.57; break; case 786: bar = 0.57; break; case 787: bar = 0.57; break; case 788: bar = 0.57; break; case 789: bar = 0.57; break; case 790: bar = 0.57; break; case 791: bar = 0.56; break; case 792: bar = 0.56; break; case 793: bar = 0.56; break; case 794: bar = 0.56; break; case 795: bar = 0.56; break; case 796: bar = 0.56; break; case 797: bar = 0.55; break; case 798: bar = 0.55; break; case 799: bar = 0.55; break; case 800: bar = 0.55; break; case 801: bar = 0.55; break; case 802: bar = 0.55; break; case 803: bar = 0.54; break; case 804: bar = 0.54; break; case 805: bar = 0.54; break; case 806: bar = 0.54; break; case 807: bar = 0.54; break; case 808: bar = 0.54; break; case 809: bar = 0.53; break; case 810: bar = 0.53; break; case 811: bar = 0.53; break; case 812: bar = 0.53; break; case 813: bar = 0.53; break; case 814: bar = 0.53; break; case 815: bar = 0.53; break; case 816: bar = 0.52; break; case 817: bar = 0.52; break; case 818: bar = 0.52; break; case 819: bar = 0.52; break; case 820: bar = 0.52; break; case 821: bar = 0.52; break; case 822: bar = 0.51; break; case 823: bar = 0.51; break; case 824: bar = 0.51; break; case 825: bar = 0.51; break; case 826: bar = 0.51; break; case 827: bar = 0.51; break; case 828: bar = 0.5; break; case 829: bar = 0.5; break; case 830: bar = 0.5; break; case 831: bar = 0.5; break; case 832: bar = 0.5; break; case 833: bar = 0.5; break; case 834: bar = 0.5; break; case 835: bar = 0.49; break; case 836: bar = 0.49; break; case 837: bar = 0.49; break; case 838: bar = 0.49; break; case 839: bar = 0.49; break; case 840: bar = 0.49; break; case 841: bar = 0.48; break; case 842: bar = 0.48; break; case 843: bar = 0.48; break; case 844: bar = 0.48; break; case 845: bar = 0.48; break; case 846: bar = 0.48; break; case 847: bar = 0.48; break; case 848: bar = 0.47; break; case 849: bar = 0.47; break; case 850: bar = 0.47; break; case 851: bar = 0.47; break; case 852: bar = 0.47; break; case 853: bar = 0.47; break; case 854: bar = 0.47; break; case 855: bar = 0.46; break; case 856: bar = 0.46; break; case 857: bar = 0.46; break; case 858: bar = 0.46; break; case 859: bar = 0.46; break; case 860: bar = 0.46; break; case 861: bar = 0.46; break; case 862: bar = 0.45; break; case 863: bar = 0.45; break; case 864: bar = 0.45; break; case 865: bar = 0.45; break; case 866: bar = 0.45; break; case 867: bar = 0.45; break; case 868: bar = 0.45; break; case 869: bar = 0.44; break; case 870: bar = 0.44; break; case 871: bar = 0.44; break; case 872: bar = 0.44; break; case 873: bar = 0.44; break; case 874: bar = 0.44; break; case 875: bar = 0.44; break; case 876: bar = 0.43; break; case 877: bar = 0.43; break; case 878: bar = 0.43; break; case 879: bar = 0.43; break; case 880: bar = 0.43; break; case 881: bar = 0.43; break; case 882: bar = 0.43; break; case 883: bar = 0.42; break; case 884: bar = 0.42; break; case 885: bar = 0.42; break; case 886: bar = 0.42; break; case 887: bar = 0.42; break; case 888: bar = 0.42; break; case 889: bar = 0.42; break; case 890: bar = 0.41; break; case 891: bar = 0.41; break; case 892: bar = 0.41; break; case 893: bar = 0.41; break; case 894: bar = 0.41; break; case 895: bar = 0.41; break; case 896: bar = 0.41; break; case 897: bar = 0.41; break; case 898: bar = 0.4; break; case 899: bar = 0.4; break; case 900: bar = 0.4; break; case 901: bar = 0.4; break; case 902: bar = 0.4; break; case 903: bar = 0.4; break; case 904: bar = 0.4; break; case 905: bar = 0.39; break; case 906: bar = 0.39; break; case 907: bar = 0.39; break; case 908: bar = 0.39; break; case 909: bar = 0.39; break; case 910: bar = 0.39; break; case 911: bar = 0.39; break; case 912: bar = 0.39; break; case 913: bar = 0.38; break; case 914: bar = 0.38; break; case 915: bar = 0.38; break; case 916: bar = 0.38; break; case 917: bar = 0.38; break; case 918: bar = 0.38; break; case 919: bar = 0.38; break; case 920: bar = 0.38; break; case 921: bar = 0.37; break; case 922: bar = 0.37; break; case 923: bar = 0.37; break; case 924: bar = 0.37; break; case 925: bar = 0.37; break; case 926: bar = 0.37; break; case 927: bar = 0.37; break; case 928: bar = 0.37; break; case 929: bar = 0.36; break; case 930: bar = 0.36; break; case 931: bar = 0.36; break; case 932: bar = 0.36; break; case 933: bar = 0.36; break; case 934: bar = 0.36; break; case 935: bar = 0.36; break; case 936: bar = 0.36; break; case 937: bar = 0.35; break; case 938: bar = 0.35; break; case 939: bar = 0.35; break; case 940: bar = 0.35; break; case 941: bar = 0.35; break; case 942: bar = 0.35; break; case 943: bar = 0.35; break; case 944: bar = 0.35; break; case 945: bar = 0.34; break; case 946: bar = 0.34; break; case 947: bar = 0.34; break; case 948: bar = 0.34; break; case 949: bar = 0.34; break; case 950: bar = 0.34; break; case 951: bar = 0.34; break; case 952: bar = 0.34; break; case 953: bar = 0.33; break; case 954: bar = 0.33; break; case 955: bar = 0.33; break; case 956: bar = 0.33; break; case 957: bar = 0.33; break; case 958: bar = 0.33; break; case 959: bar = 0.33; break; case 960: bar = 0.33; break; case 961: bar = 0.32; break; case 962: bar = 0.32; break; case 963: bar = 0.32; break; case 964: bar = 0.32; break; case 965: bar = 0.32; break; case 966: bar = 0.32; break; case 967: bar = 0.32; break; case 968: bar = 0.32; break; case 969: bar = 0.32; break; case 970: bar = 0.31; break; case 971: bar = 0.31; break; case 972: bar = 0.31; break; case 973: bar = 0.31; break; case 974: bar = 0.31; break; case 975: bar = 0.31; break; case 976: bar = 0.31; break; case 977: bar = 0.31; break; case 978: bar = 0.3; break; case 979: bar = 0.3; break; case 980: bar = 0.3; break; case 981: bar = 0.3; break; case 982: bar = 0.3; break; case 983: bar = 0.3; break; case 984: bar = 0.3; break; case 985: bar = 0.3; break; case 986: bar = 0.3; break; case 987: bar = 0.29; break; case 988: bar = 0.29; break; case 989: bar = 0.29; break; case 990: bar = 0.29; break; case 991: bar = 0.29; break; case 992: bar = 0.29; break; case 993: bar = 0.29; break; case 994: bar = 0.29; break; case 995: bar = 0.29; break; case 996: bar = 0.28; break; case 997: bar = 0.28; break; case 998: bar = 0.28; break; case 999: bar = 0.28; break; case 1000: bar = 0.28; break; case 1001: bar = 0.28; break; case 1002: bar = 0.28; break; case 1003: bar = 0.28; break; case 1004: bar = 0.28; break; case 1005: bar = 0.27; break; case 1006: bar = 0.27; break; case 1007: bar = 0.27; break; case 1008: bar = 0.27; break; case 1009: bar = 0.27; break; case 1010: bar = 0.27; break; case 1011: bar = 0.27; break; case 1012: bar = 0.27; break; case 1013: bar = 0.27; break; case 1014: bar = 0.26; break; case 1015: bar = 0.26; break; case 1016: bar = 0.26; break; case 1017: bar = 0.26; break; case 1018: bar = 0.26; break; case 1019: bar = 0.26; break; case 1020: bar = 0.26; break; case 1021: bar = 0.26; break; case 1022: bar = 0.26; break; case 1023: bar = 0.26; break; case 1024: bar = 0.25; break;
case 76: bar = 9.62; break; | case 76: bar = 9.62; break; case 77: bar = 9.51; break; case 78: bar = 9.4; break; case 79: bar = 9.3; break; case 80: bar = 9.19; break; case 81: bar = 9.09; break; case 82: bar = 9; break; case 83: bar = 8.9; break; case 84: bar = 8.81; break; case 85: bar = 8.71; break; case 86: bar = 8.62; break; case 87: bar = 8.53; break; case 88: bar = 8.45; break; case 89: bar = 8.36; break; case 90: bar = 8.28; break; case 91: bar = 8.2; break; case 92: bar = 8.12; break; case 93: bar = 8.04; break; case 94: bar = 7.96; break; case 95: bar = 7.89; break; case 96: bar = 7.81; break; case 97: bar = 7.74; break; case 98: bar = 7.67; break; case 99: bar = 7.6; break; case 100: bar = 7.53; break; case 101: bar = 7.46; break; case 102: bar = 7.4; break; case 103: bar = 7.33; break; case 104: bar = 7.27; break; case 105: bar = 7.2; break; case 106: bar = 7.14; break; case 107: bar = 7.08; break; case 108: bar = 7.02; break; case 109: bar = 6.96; break; case 110: bar = 6.9; break; case 111: bar = 6.85; break; case 112: bar = 6.79; break; case 113: bar = 6.74; break; case 114: bar = 6.68; break; case 115: bar = 6.63; break; case 116: bar = 6.57; break; case 117: bar = 6.52; break; case 118: bar = 6.47; break; case 119: bar = 6.42; break; case 120: bar = 6.37; break; case 121: bar = 6.32; break; case 122: bar = 6.27; break; case 123: bar = 6.23; break; case 124: bar = 6.18; break; case 125: bar = 6.13; break; case 126: bar = 6.09; break; case 127: bar = 6.04; break; case 128: bar = 6; break; case 129: bar = 5.95; break; case 130: bar = 5.91; break; case 131: bar = 5.87; break; case 132: bar = 5.83; break; case 133: bar = 5.79; break; case 134: bar = 5.75; break; case 135: bar = 5.71; break; case 136: bar = 5.67; break; case 137: bar = 5.63; break; case 138: bar = 5.59; break; case 139: bar = 5.55; break; case 140: bar = 5.51; break; case 141: bar = 5.47; break; case 142: bar = 5.44; break; case 143: bar = 5.4; break; case 144: bar = 5.37; break; case 145: bar = 5.33; break; case 146: bar = 5.3; break; case 147: bar = 5.26; break; case 148: bar = 5.23; break; case 149: bar = 5.19; break; case 150: bar = 5.16; break; case 151: bar = 5.13; break; case 152: bar = 5.09; break; case 153: bar = 5.06; break; case 154: bar = 5.03; break; case 155: bar = 5; break; case 156: bar = 4.97; break; case 157: bar = 4.94; break; case 158: bar = 4.91; break; case 159: bar = 4.88; break; case 160: bar = 4.85; break; case 161: bar = 4.82; break; case 162: bar = 4.79; break; case 163: bar = 4.76; break; case 164: bar = 4.73; break; case 165: bar = 4.7; break; case 166: bar = 4.68; break; case 167: bar = 4.65; break; case 168: bar = 4.62; break; case 169: bar = 4.59; break; case 170: bar = 4.57; break; case 171: bar = 4.54; break; case 172: bar = 4.52; break; case 173: bar = 4.49; break; case 174: bar = 4.46; break; case 175: bar = 4.44; break; case 176: bar = 4.41; break; case 177: bar = 4.39; break; case 178: bar = 4.36; break; case 179: bar = 4.34; break; case 180: bar = 4.32; break; case 181: bar = 4.29; break; case 182: bar = 4.27; break; case 183: bar = 4.25; break; case 184: bar = 4.22; break; case 185: bar = 4.2; break; case 186: bar = 4.18; break; case 187: bar = 4.15; break; case 188: bar = 4.13; break; case 189: bar = 4.11; break; case 190: bar = 4.09; break; case 191: bar = 4.07; break; case 192: bar = 4.05; break; case 193: bar = 4.02; break; case 194: bar = 4; break; case 195: bar = 3.98; break; case 196: bar = 3.96; break; case 197: bar = 3.94; break; case 198: bar = 3.92; break; case 199: bar = 3.9; break; case 200: bar = 3.88; break; case 201: bar = 3.86; break; case 202: bar = 3.84; break; case 203: bar = 3.82; break; case 204: bar = 3.8; break; case 205: bar = 3.78; break; case 206: bar = 3.77; break; case 207: bar = 3.75; break; case 208: bar = 3.73; break; case 209: bar = 3.71; break; case 210: bar = 3.69; break; case 211: bar = 3.67; break; case 212: bar = 3.66; break; case 213: bar = 3.64; break; case 214: bar = 3.62; break; case 215: bar = 3.6; break; case 216: bar = 3.59; break; case 217: bar = 3.57; break; case 218: bar = 3.55; break; case 219: bar = 3.53; break; case 220: bar = 3.52; break; case 221: bar = 3.5; break; case 222: bar = 3.48; break; case 223: bar = 3.47; break; case 224: bar = 3.45; break; case 225: bar = 3.44; break; case 226: bar = 3.42; break; case 227: bar = 3.4; break; case 228: bar = 3.39; break; case 229: bar = 3.37; break; case 230: bar = 3.36; break; case 231: bar = 3.34; break; case 232: bar = 3.33; break; case 233: bar = 3.31; break; case 234: bar = 3.3; break; case 235: bar = 3.28; break; case 236: bar = 3.27; break; case 237: bar = 3.25; break; case 238: bar = 3.24; break; case 239: bar = 3.22; break; case 240: bar = 3.21; break; case 241: bar = 3.19; break; case 242: bar = 3.18; break; case 243: bar = 3.17; break; case 244: bar = 3.15; break; case 245: bar = 3.14; break; case 246: bar = 3.12; break; case 247: bar = 3.11; break; case 248: bar = 3.1; break; case 249: bar = 3.08; break; case 250: bar = 3.07; break; case 251: bar = 3.06; break; case 252: bar = 3.04; break; case 253: bar = 3.03; break; case 254: bar = 3.02; break; case 255: bar = 3.01; break; case 256: bar = 2.99; break; case 257: bar = 2.98; break; case 258: bar = 2.97; break; case 259: bar = 2.96; break; case 260: bar = 2.94; break; case 261: bar = 2.93; break; case 262: bar = 2.92; break; case 263: bar = 2.91; break; case 264: bar = 2.89; break; case 265: bar = 2.88; break; case 266: bar = 2.87; break; case 267: bar = 2.86; break; case 268: bar = 2.85; break; case 269: bar = 2.83; break; case 270: bar = 2.82; break; case 271: bar = 2.81; break; case 272: bar = 2.8; break; case 273: bar = 2.79; break; case 274: bar = 2.78; break; case 275: bar = 2.77; break; case 276: bar = 2.76; break; case 277: bar = 2.74; break; case 278: bar = 2.73; break; case 279: bar = 2.72; break; case 280: bar = 2.71; break; case 281: bar = 2.7; break; case 282: bar = 2.69; break; case 283: bar = 2.68; break; case 284: bar = 2.67; break; case 285: bar = 2.66; break; case 286: bar = 2.65; break; case 287: bar = 2.64; break; case 288: bar = 2.63; break; case 289: bar = 2.62; break; case 290: bar = 2.61; break; case 291: bar = 2.6; break; case 292: bar = 2.59; break; case 293: bar = 2.58; break; case 294: bar = 2.57; break; case 295: bar = 2.56; break; case 296: bar = 2.55; break; case 297: bar = 2.54; break; case 298: bar = 2.53; break; case 299: bar = 2.52; break; case 300: bar = 2.51; break; case 301: bar = 2.5; break; case 302: bar = 2.49; break; case 303: bar = 2.48; break; case 304: bar = 2.47; break; case 305: bar = 2.46; break; case 306: bar = 2.45; break; case 307: bar = 2.44; break; case 308: bar = 2.43; break; case 309: bar = 2.42; break; case 310: bar = 2.41; break; case 311: bar = 2.41; break; case 312: bar = 2.4; break; case 313: bar = 2.39; break; case 314: bar = 2.38; break; case 315: bar = 2.37; break; case 316: bar = 2.36; break; case 317: bar = 2.35; break; case 318: bar = 2.34; break; case 319: bar = 2.34; break; case 320: bar = 2.33; break; case 321: bar = 2.32; break; case 322: bar = 2.31; break; case 323: bar = 2.3; break; case 324: bar = 2.29; break; case 325: bar = 2.28; break; case 326: bar = 2.28; break; case 327: bar = 2.27; break; case 328: bar = 2.26; break; case 329: bar = 2.25; break; case 330: bar = 2.24; break; case 331: bar = 2.24; break; case 332: bar = 2.23; break; case 333: bar = 2.22; break; case 334: bar = 2.21; break; case 335: bar = 2.2; break; case 336: bar = 2.2; break; case 337: bar = 2.19; break; case 338: bar = 2.18; break; case 339: bar = 2.17; break; case 340: bar = 2.17; break; case 341: bar = 2.16; break; case 342: bar = 2.15; break; case 343: bar = 2.14; break; case 344: bar = 2.13; break; case 345: bar = 2.13; break; case 346: bar = 2.12; break; case 347: bar = 2.11; break; case 348: bar = 2.11; break; case 349: bar = 2.1; break; case 350: bar = 2.09; break; case 351: bar = 2.08; break; case 352: bar = 2.08; break; case 353: bar = 2.07; break; case 354: bar = 2.06; break; case 355: bar = 2.05; break; case 356: bar = 2.05; break; case 357: bar = 2.04; break; case 358: bar = 2.03; break; case 359: bar = 2.03; break; case 360: bar = 2.02; break; case 361: bar = 2.01; break; case 362: bar = 2.01; break; case 363: bar = 2; break; case 364: bar = 1.99; break; case 365: bar = 1.99; break; case 366: bar = 1.98; break; case 367: bar = 1.97; break; case 368: bar = 1.97; break; case 369: bar = 1.96; break; case 370: bar = 1.95; break; case 371: bar = 1.95; break; case 372: bar = 1.94; break; case 373: bar = 1.93; break; case 374: bar = 1.93; break; case 375: bar = 1.92; break; case 376: bar = 1.91; break; case 377: bar = 1.91; break; case 378: bar = 1.9; break; case 379: bar = 1.89; break; case 380: bar = 1.89; break; case 381: bar = 1.88; break; case 382: bar = 1.88; break; case 383: bar = 1.87; break; case 384: bar = 1.86; break; case 385: bar = 1.86; break; case 386: bar = 1.85; break; case 387: bar = 1.85; break; case 388: bar = 1.84; break; case 389: bar = 1.83; break; case 390: bar = 1.83; break; case 391: bar = 1.82; break; case 392: bar = 1.82; break; case 393: bar = 1.81; break; case 394: bar = 1.8; break; case 395: bar = 1.8; break; case 396: bar = 1.79; break; case 397: bar = 1.79; break; case 398: bar = 1.78; break; case 399: bar = 1.77; break; case 400: bar = 1.77; break; case 401: bar = 1.76; break; case 402: bar = 1.76; break; case 403: bar = 1.75; break; case 404: bar = 1.75; break; case 405: bar = 1.74; break; case 406: bar = 1.73; break; case 407: bar = 1.73; break; case 408: bar = 1.72; break; case 409: bar = 1.72; break; case 410: bar = 1.71; break; case 411: bar = 1.71; break; case 412: bar = 1.7; break; case 413: bar = 1.7; break; case 414: bar = 1.69; break; case 415: bar = 1.69; break; case 416: bar = 1.68; break; case 417: bar = 1.67; break; case 418: bar = 1.67; break; case 419: bar = 1.66; break; case 420: bar = 1.66; break; case 421: bar = 1.65; break; case 422: bar = 1.65; break; case 423: bar = 1.64; break; case 424: bar = 1.64; break; case 425: bar = 1.63; break; case 426: bar = 1.63; break; case 427: bar = 1.62; break; case 428: bar = 1.62; break; case 429: bar = 1.61; break; case 430: bar = 1.61; break; case 431: bar = 1.6; break; case 432: bar = 1.6; break; case 433: bar = 1.59; break; case 434: bar = 1.59; break; case 435: bar = 1.58; break; case 436: bar = 1.58; break; case 437: bar = 1.57; break; case 438: bar = 1.57; break; case 439: bar = 1.56; break; case 440: bar = 1.56; break; case 441: bar = 1.55; break; case 442: bar = 1.55; break; case 443: bar = 1.54; break; case 444: bar = 1.54; break; case 445: bar = 1.53; break; case 446: bar = 1.53; break; case 447: bar = 1.53; break; case 448: bar = 1.52; break; case 449: bar = 1.52; break; case 450: bar = 1.51; break; case 451: bar = 1.51; break; case 452: bar = 1.5; break; case 453: bar = 1.5; break; case 454: bar = 1.49; break; case 455: bar = 1.49; break; case 456: bar = 1.48; break; case 457: bar = 1.48; break; case 458: bar = 1.47; break; case 459: bar = 1.47; break; case 460: bar = 1.47; break; case 461: bar = 1.46; break; case 462: bar = 1.46; break; case 463: bar = 1.45; break; case 464: bar = 1.45; break; case 465: bar = 1.44; break; case 466: bar = 1.44; break; case 467: bar = 1.44; break; case 468: bar = 1.43; break; case 469: bar = 1.43; break; case 470: bar = 1.42; break; case 471: bar = 1.42; break; case 472: bar = 1.41; break; case 473: bar = 1.41; break; case 474: bar = 1.41; break; case 475: bar = 1.4; break; case 476: bar = 1.4; break; case 477: bar = 1.39; break; case 478: bar = 1.39; break; case 479: bar = 1.38; break; case 480: bar = 1.38; break; case 481: bar = 1.38; break; case 482: bar = 1.37; break; case 483: bar = 1.37; break; case 484: bar = 1.36; break; case 485: bar = 1.36; break; case 486: bar = 1.36; break; case 487: bar = 1.35; break; case 488: bar = 1.35; break; case 489: bar = 1.34; break; case 490: bar = 1.34; break; case 491: bar = 1.34; break; case 492: bar = 1.33; break; case 493: bar = 1.33; break; case 494: bar = 1.32; break; case 495: bar = 1.32; break; case 496: bar = 1.32; break; case 497: bar = 1.31; break; case 498: bar = 1.31; break; case 499: bar = 1.3; break; case 500: bar = 1.3; break; case 501: bar = 1.3; break; case 502: bar = 1.29; break; case 503: bar = 1.29; break; case 504: bar = 1.29; break; case 505: bar = 1.28; break; case 506: bar = 1.28; break; case 507: bar = 1.27; break; case 508: bar = 1.27; break; case 509: bar = 1.27; break; case 510: bar = 1.26; break; case 511: bar = 1.26; break; case 512: bar = 1.26; break; case 513: bar = 1.25; break; case 514: bar = 1.25; break; case 515: bar = 1.24; break; case 516: bar = 1.24; break; case 517: bar = 1.24; break; case 518: bar = 1.23; break; case 519: bar = 1.23; break; case 520: bar = 1.23; break; case 521: bar = 1.22; break; case 522: bar = 1.22; break; case 523: bar = 1.22; break; case 524: bar = 1.21; break; case 525: bar = 1.21; break; case 526: bar = 1.21; break; case 527: bar = 1.2; break; case 528: bar = 1.2; break; case 529: bar = 1.2; break; case 530: bar = 1.19; break; case 531: bar = 1.19; break; case 532: bar = 1.18; break; case 533: bar = 1.18; break; case 534: bar = 1.18; break; case 535: bar = 1.17; break; case 536: bar = 1.17; break; case 537: bar = 1.17; break; case 538: bar = 1.16; break; case 539: bar = 1.16; break; case 540: bar = 1.16; break; case 541: bar = 1.15; break; case 542: bar = 1.15; break; case 543: bar = 1.15; break; case 544: bar = 1.14; break; case 545: bar = 1.14; break; case 546: bar = 1.14; break; case 547: bar = 1.13; break; case 548: bar = 1.13; break; case 549: bar = 1.13; break; case 550: bar = 1.12; break; case 551: bar = 1.12; break; case 552: bar = 1.12; break; case 553: bar = 1.12; break; case 554: bar = 1.11; break; case 555: bar = 1.11; break; case 556: bar = 1.11; break; case 557: bar = 1.1; break; case 558: bar = 1.1; break; case 559: bar = 1.1; break; case 560: bar = 1.09; break; case 561: bar = 1.09; break; case 562: bar = 1.09; break; case 563: bar = 1.08; break; case 564: bar = 1.08; break; case 565: bar = 1.08; break; case 566: bar = 1.07; break; case 567: bar = 1.07; break; case 568: bar = 1.07; break; case 569: bar = 1.07; break; case 570: bar = 1.06; break; case 571: bar = 1.06; break; case 572: bar = 1.06; break; case 573: bar = 1.05; break; case 574: bar = 1.05; break; case 575: bar = 1.05; break; case 576: bar = 1.04; break; case 577: bar = 1.04; break; case 578: bar = 1.04; break; case 579: bar = 1.04; break; case 580: bar = 1.03; break; case 581: bar = 1.03; break; case 582: bar = 1.03; break; case 583: bar = 1.02; break; case 584: bar = 1.02; break; case 585: bar = 1.02; break; case 586: bar = 1.02; break; case 587: bar = 1.01; break; case 588: bar = 1.01; break; case 589: bar = 1.01; break; case 590: bar = 1; break; case 591: bar = 1; break; case 592: bar = 1; break; case 593: bar = 1; break; case 594: bar = 0.99; break; case 595: bar = 0.99; break; case 596: bar = 0.99; break; case 597: bar = 0.98; break; case 598: bar = 0.98; break; case 599: bar = 0.98; break; case 600: bar = 0.98; break; case 601: bar = 0.97; break; case 602: bar = 0.97; break; case 603: bar = 0.97; break; case 604: bar = 0.96; break; case 605: bar = 0.96; break; case 606: bar = 0.96; break; case 607: bar = 0.96; break; case 608: bar = 0.95; break; case 609: bar = 0.95; break; case 610: bar = 0.95; break; case 611: bar = 0.95; break; case 612: bar = 0.94; break; case 613: bar = 0.94; break; case 614: bar = 0.94; break; case 615: bar = 0.94; break; case 616: bar = 0.93; break; case 617: bar = 0.93; break; case 618: bar = 0.93; break; case 619: bar = 0.92; break; case 620: bar = 0.92; break; case 621: bar = 0.92; break; case 622: bar = 0.92; break; case 623: bar = 0.91; break; case 624: bar = 0.91; break; case 625: bar = 0.91; break; case 626: bar = 0.91; break; case 627: bar = 0.9; break; case 628: bar = 0.9; break; case 629: bar = 0.9; break; case 630: bar = 0.9; break; case 631: bar = 0.89; break; case 632: bar = 0.89; break; case 633: bar = 0.89; break; case 634: bar = 0.89; break; case 635: bar = 0.88; break; case 636: bar = 0.88; break; case 637: bar = 0.88; break; case 638: bar = 0.88; break; case 639: bar = 0.87; break; case 640: bar = 0.87; break; case 641: bar = 0.87; break; case 642: bar = 0.87; break; case 643: bar = 0.86; break; case 644: bar = 0.86; break; case 645: bar = 0.86; break; case 646: bar = 0.86; break; case 647: bar = 0.85; break; case 648: bar = 0.85; break; case 649: bar = 0.85; break; case 650: bar = 0.85; break; case 651: bar = 0.84; break; case 652: bar = 0.84; break; case 653: bar = 0.84; break; case 654: bar = 0.84; break; case 655: bar = 0.84; break; case 656: bar = 0.83; break; case 657: bar = 0.83; break; case 658: bar = 0.83; break; case 659: bar = 0.83; break; case 660: bar = 0.82; break; case 661: bar = 0.82; break; case 662: bar = 0.82; break; case 663: bar = 0.82; break; case 664: bar = 0.81; break; case 665: bar = 0.81; break; case 666: bar = 0.81; break; case 667: bar = 0.81; break; case 668: bar = 0.81; break; case 669: bar = 0.8; break; case 670: bar = 0.8; break; case 671: bar = 0.8; break; case 672: bar = 0.8; break; case 673: bar = 0.79; break; case 674: bar = 0.79; break; case 675: bar = 0.79; break; case 676: bar = 0.79; break; case 677: bar = 0.78; break; case 678: bar = 0.78; break; case 679: bar = 0.78; break; case 680: bar = 0.78; break; case 681: bar = 0.78; break; case 682: bar = 0.77; break; case 683: bar = 0.77; break; case 684: bar = 0.77; break; case 685: bar = 0.77; break; case 686: bar = 0.77; break; case 687: bar = 0.76; break; case 688: bar = 0.76; break; case 689: bar = 0.76; break; case 690: bar = 0.76; break; case 691: bar = 0.75; break; case 692: bar = 0.75; break; case 693: bar = 0.75; break; case 694: bar = 0.75; break; case 695: bar = 0.75; break; case 696: bar = 0.74; break; case 697: bar = 0.74; break; case 698: bar = 0.74; break; case 699: bar = 0.74; break; case 700: bar = 0.74; break; case 701: bar = 0.73; break; case 702: bar = 0.73; break; case 703: bar = 0.73; break; case 704: bar = 0.73; break; case 705: bar = 0.72; break; case 706: bar = 0.72; break; case 707: bar = 0.72; break; case 708: bar = 0.72; break; case 709: bar = 0.72; break; case 710: bar = 0.71; break; case 711: bar = 0.71; break; case 712: bar = 0.71; break; case 713: bar = 0.71; break; case 714: bar = 0.71; break; case 715: bar = 0.7; break; case 716: bar = 0.7; break; case 717: bar = 0.7; break; case 718: bar = 0.7; break; case 719: bar = 0.7; break; case 720: bar = 0.69; break; case 721: bar = 0.69; break; case 722: bar = 0.69; break; case 723: bar = 0.69; break; case 724: bar = 0.69; break; case 725: bar = 0.68; break; case 726: bar = 0.68; break; case 727: bar = 0.68; break; case 728: bar = 0.68; break; case 729: bar = 0.68; break; case 730: bar = 0.67; break; case 731: bar = 0.67; break; case 732: bar = 0.67; break; case 733: bar = 0.67; break; case 734: bar = 0.67; break; case 735: bar = 0.67; break; case 736: bar = 0.66; break; case 737: bar = 0.66; break; case 738: bar = 0.66; break; case 739: bar = 0.66; break; case 740: bar = 0.66; break; case 741: bar = 0.65; break; case 742: bar = 0.65; break; case 743: bar = 0.65; break; case 744: bar = 0.65; break; case 745: bar = 0.65; break; case 746: bar = 0.64; break; case 747: bar = 0.64; break; case 748: bar = 0.64; break; case 749: bar = 0.64; break; case 750: bar = 0.64; break; case 751: bar = 0.64; break; case 752: bar = 0.63; break; case 753: bar = 0.63; break; case 754: bar = 0.63; break; case 755: bar = 0.63; break; case 756: bar = 0.63; break; case 757: bar = 0.62; break; case 758: bar = 0.62; break; case 759: bar = 0.62; break; case 760: bar = 0.62; break; case 761: bar = 0.62; break; case 762: bar = 0.61; break; case 763: bar = 0.61; break; case 764: bar = 0.61; break; case 765: bar = 0.61; break; case 766: bar = 0.61; break; case 767: bar = 0.61; break; case 768: bar = 0.6; break; case 769: bar = 0.6; break; case 770: bar = 0.6; break; case 771: bar = 0.6; break; case 772: bar = 0.6; break; case 773: bar = 0.6; break; case 774: bar = 0.59; break; case 775: bar = 0.59; break; case 776: bar = 0.59; break; case 777: bar = 0.59; break; case 778: bar = 0.59; break; case 779: bar = 0.59; break; case 780: bar = 0.58; break; case 781: bar = 0.58; break; case 782: bar = 0.58; break; case 783: bar = 0.58; break; case 784: bar = 0.58; break; case 785: bar = 0.57; break; case 786: bar = 0.57; break; case 787: bar = 0.57; break; case 788: bar = 0.57; break; case 789: bar = 0.57; break; case 790: bar = 0.57; break; case 791: bar = 0.56; break; case 792: bar = 0.56; break; case 793: bar = 0.56; break; case 794: bar = 0.56; break; case 795: bar = 0.56; break; case 796: bar = 0.56; break; case 797: bar = 0.55; break; case 798: bar = 0.55; break; case 799: bar = 0.55; break; case 800: bar = 0.55; break; case 801: bar = 0.55; break; case 802: bar = 0.55; break; case 803: bar = 0.54; break; case 804: bar = 0.54; break; case 805: bar = 0.54; break; case 806: bar = 0.54; break; case 807: bar = 0.54; break; case 808: bar = 0.54; break; case 809: bar = 0.53; break; case 810: bar = 0.53; break; case 811: bar = 0.53; break; case 812: bar = 0.53; break; case 813: bar = 0.53; break; case 814: bar = 0.53; break; case 815: bar = 0.53; break; case 816: bar = 0.52; break; case 817: bar = 0.52; break; case 818: bar = 0.52; break; case 819: bar = 0.52; break; case 820: bar = 0.52; break; case 821: bar = 0.52; break; case 822: bar = 0.51; break; case 823: bar = 0.51; break; case 824: bar = 0.51; break; case 825: bar = 0.51; break; case 826: bar = 0.51; break; case 827: bar = 0.51; break; case 828: bar = 0.5; break; case 829: bar = 0.5; break; case 830: bar = 0.5; break; case 831: bar = 0.5; break; case 832: bar = 0.5; break; case 833: bar = 0.5; break; case 834: bar = 0.5; break; case 835: bar = 0.49; break; case 836: bar = 0.49; break; case 837: bar = 0.49; break; case 838: bar = 0.49; break; case 839: bar = 0.49; break; case 840: bar = 0.49; break; case 841: bar = 0.48; break; case 842: bar = 0.48; break; case 843: bar = 0.48; break; case 844: bar = 0.48; break; case 845: bar = 0.48; break; case 846: bar = 0.48; break; case 847: bar = 0.48; break; case 848: bar = 0.47; break; case 849: bar = 0.47; break; case 850: bar = 0.47; break; case 851: bar = 0.47; break; case 852: bar = 0.47; break; case 853: bar = 0.47; break; case 854: bar = 0.47; break; case 855: bar = 0.46; break; case 856: bar = 0.46; break; case 857: bar = 0.46; break; case 858: bar = 0.46; break; case 859: bar = 0.46; break; case 860: bar = 0.46; break; case 861: bar = 0.46; break; case 862: bar = 0.45; break; case 863: bar = 0.45; break; case 864: bar = 0.45; break; case 865: bar = 0.45; break; case 866: bar = 0.45; break; case 867: bar = 0.45; break; case 868: bar = 0.45; break; case 869: bar = 0.44; break; case 870: bar = 0.44; break; case 871: bar = 0.44; break; case 872: bar = 0.44; break; case 873: bar = 0.44; break; case 874: bar = 0.44; break; case 875: bar = 0.44; break; case 876: bar = 0.43; break; case 877: bar = 0.43; break; case 878: bar = 0.43; break; case 879: bar = 0.43; break; case 880: bar = 0.43; break; case 881: bar = 0.43; break; case 882: bar = 0.43; break; case 883: bar = 0.42; break; case 884: bar = 0.42; break; case 885: bar = 0.42; break; case 886: bar = 0.42; break; case 887: bar = 0.42; break; case 888: bar = 0.42; break; case 889: bar = 0.42; break; case 890: bar = 0.41; break; case 891: bar = 0.41; break; case 892: bar = 0.41; break; case 893: bar = 0.41; break; case 894: bar = 0.41; break; case 895: bar = 0.41; break; case 896: bar = 0.41; break; case 897: bar = 0.41; break; case 898: bar = 0.4; break; case 899: bar = 0.4; break; case 900: bar = 0.4; break; case 901: bar = 0.4; break; case 902: bar = 0.4; break; case 903: bar = 0.4; break; case 904: bar = 0.4; break; case 905: bar = 0.39; break; case 906: bar = 0.39; break; case 907: bar = 0.39; break; case 908: bar = 0.39; break; case 909: bar = 0.39; break; case 910: bar = 0.39; break; case 911: bar = 0.39; break; case 912: bar = 0.39; break; case 913: bar = 0.38; break; case 914: bar = 0.38; break; case 915: bar = 0.38; break; case 916: bar = 0.38; break; case 917: bar = 0.38; break; case 918: bar = 0.38; break; case 919: bar = 0.38; break; case 920: bar = 0.38; break; case 921: bar = 0.37; break; case 922: bar = 0.37; break; case 923: bar = 0.37; break; case 924: bar = 0.37; break; case 925: bar = 0.37; break; case 926: bar = 0.37; break; case 927: bar = 0.37; break; case 928: bar = 0.37; break; case 929: bar = 0.36; break; case 930: bar = 0.36; break; case 931: bar = 0.36; break; case 932: bar = 0.36; break; case 933: bar = 0.36; break; case 934: bar = 0.36; break; case 935: bar = 0.36; break; case 936: bar = 0.36; break; case 937: bar = 0.35; break; case 938: bar = 0.35; break; case 939: bar = 0.35; break; case 940: bar = 0.35; break; case 941: bar = 0.35; break; case 942: bar = 0.35; break; case 943: bar = 0.35; break; case 944: bar = 0.35; break; case 945: bar = 0.34; break; case 946: bar = 0.34; break; case 947: bar = 0.34; break; case 948: bar = 0.34; break; case 949: bar = 0.34; break; case 950: bar = 0.34; break; case 951: bar = 0.34; break; case 952: bar = 0.34; break; case 953: bar = 0.33; break; case 954: bar = 0.33; break; case 955: bar = 0.33; break; case 956: bar = 0.33; break; case 957: bar = 0.33; break; case 958: bar = 0.33; break; case 959: bar = 0.33; break; case 960: bar = 0.33; break; case 961: bar = 0.32; break; case 962: bar = 0.32; break; case 963: bar = 0.32; break; case 964: bar = 0.32; break; case 965: bar = 0.32; break; case 966: bar = 0.32; break; case 967: bar = 0.32; break; case 968: bar = 0.32; break; case 969: bar = 0.32; break; case 970: bar = 0.31; break; case 971: bar = 0.31; break; case 972: bar = 0.31; break; case 973: bar = 0.31; break; case 974: bar = 0.31; break; case 975: bar = 0.31; break; case 976: bar = 0.31; break; case 977: bar = 0.31; break; case 978: bar = 0.3; break; case 979: bar = 0.3; break; case 980: bar = 0.3; break; case 981: bar = 0.3; break; case 982: bar = 0.3; break; case 983: bar = 0.3; break; case 984: bar = 0.3; break; case 985: bar = 0.3; break; case 986: bar = 0.3; break; case 987: bar = 0.29; break; case 988: bar = 0.29; break; case 989: bar = 0.29; break; case 990: bar = 0.29; break; case 991: bar = 0.29; break; case 992: bar = 0.29; break; case 993: bar = 0.29; break; case 994: bar = 0.29; break; case 995: bar = 0.29; break; case 996: bar = 0.28; break; case 997: bar = 0.28; break; case 998: bar = 0.28; break; case 999: bar = 0.28; break; case 1000: bar = 0.28; break; case 1001: bar = 0.28; break; case 1002: bar = 0.28; break; case 1003: bar = 0.28; break; case 1004: bar = 0.28; break; case 1005: bar = 0.27; break; case 1006: bar = 0.27; break; case 1007: bar = 0.27; break; case 1008: bar = 0.27; break; case 1009: bar = 0.27; break; case 1010: bar = 0.27; break; case 1011: bar = 0.27; break; case 1012: bar = 0.27; break; case 1013: bar = 0.27; break; case 1014: bar = 0.26; break; case 1015: bar = 0.26; break; case 1016: bar = 0.26; break; case 1017: bar = 0.26; break; case 1018: bar = 0.26; break; case 1019: bar = 0.26; break; case 1020: bar = 0.26; break; case 1021: bar = 0.26; break; case 1022: bar = 0.26; break; case 1023: bar = 0.26; break; case 1024: bar = 0.25; break;
case 77: bar = 9.51; break; | case 77: bar = 9.51; break; case 78: bar = 9.4; break; case 79: bar = 9.3; break; case 80: bar = 9.19; break; case 81: bar = 9.09; break; case 82: bar = 9; break; case 83: bar = 8.9; break; case 84: bar = 8.81; break; case 85: bar = 8.71; break; case 86: bar = 8.62; break; case 87: bar = 8.53; break; case 88: bar = 8.45; break; case 89: bar = 8.36; break; case 90: bar = 8.28; break; case 91: bar = 8.2; break; case 92: bar = 8.12; break; case 93: bar = 8.04; break; case 94: bar = 7.96; break; case 95: bar = 7.89; break; case 96: bar = 7.81; break; case 97: bar = 7.74; break; case 98: bar = 7.67; break; case 99: bar = 7.6; break; case 100: bar = 7.53; break; case 101: bar = 7.46; break; case 102: bar = 7.4; break; case 103: bar = 7.33; break; case 104: bar = 7.27; break; case 105: bar = 7.2; break; case 106: bar = 7.14; break; case 107: bar = 7.08; break; case 108: bar = 7.02; break; case 109: bar = 6.96; break; case 110: bar = 6.9; break; case 111: bar = 6.85; break; case 112: bar = 6.79; break; case 113: bar = 6.74; break; case 114: bar = 6.68; break; case 115: bar = 6.63; break; case 116: bar = 6.57; break; case 117: bar = 6.52; break; case 118: bar = 6.47; break; case 119: bar = 6.42; break; case 120: bar = 6.37; break; case 121: bar = 6.32; break; case 122: bar = 6.27; break; case 123: bar = 6.23; break; case 124: bar = 6.18; break; case 125: bar = 6.13; break; case 126: bar = 6.09; break; case 127: bar = 6.04; break; case 128: bar = 6; break; case 129: bar = 5.95; break; case 130: bar = 5.91; break; case 131: bar = 5.87; break; case 132: bar = 5.83; break; case 133: bar = 5.79; break; case 134: bar = 5.75; break; case 135: bar = 5.71; break; case 136: bar = 5.67; break; case 137: bar = 5.63; break; case 138: bar = 5.59; break; case 139: bar = 5.55; break; case 140: bar = 5.51; break; case 141: bar = 5.47; break; case 142: bar = 5.44; break; case 143: bar = 5.4; break; case 144: bar = 5.37; break; case 145: bar = 5.33; break; case 146: bar = 5.3; break; case 147: bar = 5.26; break; case 148: bar = 5.23; break; case 149: bar = 5.19; break; case 150: bar = 5.16; break; case 151: bar = 5.13; break; case 152: bar = 5.09; break; case 153: bar = 5.06; break; case 154: bar = 5.03; break; case 155: bar = 5; break; case 156: bar = 4.97; break; case 157: bar = 4.94; break; case 158: bar = 4.91; break; case 159: bar = 4.88; break; case 160: bar = 4.85; break; case 161: bar = 4.82; break; case 162: bar = 4.79; break; case 163: bar = 4.76; break; case 164: bar = 4.73; break; case 165: bar = 4.7; break; case 166: bar = 4.68; break; case 167: bar = 4.65; break; case 168: bar = 4.62; break; case 169: bar = 4.59; break; case 170: bar = 4.57; break; case 171: bar = 4.54; break; case 172: bar = 4.52; break; case 173: bar = 4.49; break; case 174: bar = 4.46; break; case 175: bar = 4.44; break; case 176: bar = 4.41; break; case 177: bar = 4.39; break; case 178: bar = 4.36; break; case 179: bar = 4.34; break; case 180: bar = 4.32; break; case 181: bar = 4.29; break; case 182: bar = 4.27; break; case 183: bar = 4.25; break; case 184: bar = 4.22; break; case 185: bar = 4.2; break; case 186: bar = 4.18; break; case 187: bar = 4.15; break; case 188: bar = 4.13; break; case 189: bar = 4.11; break; case 190: bar = 4.09; break; case 191: bar = 4.07; break; case 192: bar = 4.05; break; case 193: bar = 4.02; break; case 194: bar = 4; break; case 195: bar = 3.98; break; case 196: bar = 3.96; break; case 197: bar = 3.94; break; case 198: bar = 3.92; break; case 199: bar = 3.9; break; case 200: bar = 3.88; break; case 201: bar = 3.86; break; case 202: bar = 3.84; break; case 203: bar = 3.82; break; case 204: bar = 3.8; break; case 205: bar = 3.78; break; case 206: bar = 3.77; break; case 207: bar = 3.75; break; case 208: bar = 3.73; break; case 209: bar = 3.71; break; case 210: bar = 3.69; break; case 211: bar = 3.67; break; case 212: bar = 3.66; break; case 213: bar = 3.64; break; case 214: bar = 3.62; break; case 215: bar = 3.6; break; case 216: bar = 3.59; break; case 217: bar = 3.57; break; case 218: bar = 3.55; break; case 219: bar = 3.53; break; case 220: bar = 3.52; break; case 221: bar = 3.5; break; case 222: bar = 3.48; break; case 223: bar = 3.47; break; case 224: bar = 3.45; break; case 225: bar = 3.44; break; case 226: bar = 3.42; break; case 227: bar = 3.4; break; case 228: bar = 3.39; break; case 229: bar = 3.37; break; case 230: bar = 3.36; break; case 231: bar = 3.34; break; case 232: bar = 3.33; break; case 233: bar = 3.31; break; case 234: bar = 3.3; break; case 235: bar = 3.28; break; case 236: bar = 3.27; break; case 237: bar = 3.25; break; case 238: bar = 3.24; break; case 239: bar = 3.22; break; case 240: bar = 3.21; break; case 241: bar = 3.19; break; case 242: bar = 3.18; break; case 243: bar = 3.17; break; case 244: bar = 3.15; break; case 245: bar = 3.14; break; case 246: bar = 3.12; break; case 247: bar = 3.11; break; case 248: bar = 3.1; break; case 249: bar = 3.08; break; case 250: bar = 3.07; break; case 251: bar = 3.06; break; case 252: bar = 3.04; break; case 253: bar = 3.03; break; case 254: bar = 3.02; break; case 255: bar = 3.01; break; case 256: bar = 2.99; break; case 257: bar = 2.98; break; case 258: bar = 2.97; break; case 259: bar = 2.96; break; case 260: bar = 2.94; break; case 261: bar = 2.93; break; case 262: bar = 2.92; break; case 263: bar = 2.91; break; case 264: bar = 2.89; break; case 265: bar = 2.88; break; case 266: bar = 2.87; break; case 267: bar = 2.86; break; case 268: bar = 2.85; break; case 269: bar = 2.83; break; case 270: bar = 2.82; break; case 271: bar = 2.81; break; case 272: bar = 2.8; break; case 273: bar = 2.79; break; case 274: bar = 2.78; break; case 275: bar = 2.77; break; case 276: bar = 2.76; break; case 277: bar = 2.74; break; case 278: bar = 2.73; break; case 279: bar = 2.72; break; case 280: bar = 2.71; break; case 281: bar = 2.7; break; case 282: bar = 2.69; break; case 283: bar = 2.68; break; case 284: bar = 2.67; break; case 285: bar = 2.66; break; case 286: bar = 2.65; break; case 287: bar = 2.64; break; case 288: bar = 2.63; break; case 289: bar = 2.62; break; case 290: bar = 2.61; break; case 291: bar = 2.6; break; case 292: bar = 2.59; break; case 293: bar = 2.58; break; case 294: bar = 2.57; break; case 295: bar = 2.56; break; case 296: bar = 2.55; break; case 297: bar = 2.54; break; case 298: bar = 2.53; break; case 299: bar = 2.52; break; case 300: bar = 2.51; break; case 301: bar = 2.5; break; case 302: bar = 2.49; break; case 303: bar = 2.48; break; case 304: bar = 2.47; break; case 305: bar = 2.46; break; case 306: bar = 2.45; break; case 307: bar = 2.44; break; case 308: bar = 2.43; break; case 309: bar = 2.42; break; case 310: bar = 2.41; break; case 311: bar = 2.41; break; case 312: bar = 2.4; break; case 313: bar = 2.39; break; case 314: bar = 2.38; break; case 315: bar = 2.37; break; case 316: bar = 2.36; break; case 317: bar = 2.35; break; case 318: bar = 2.34; break; case 319: bar = 2.34; break; case 320: bar = 2.33; break; case 321: bar = 2.32; break; case 322: bar = 2.31; break; case 323: bar = 2.3; break; case 324: bar = 2.29; break; case 325: bar = 2.28; break; case 326: bar = 2.28; break; case 327: bar = 2.27; break; case 328: bar = 2.26; break; case 329: bar = 2.25; break; case 330: bar = 2.24; break; case 331: bar = 2.24; break; case 332: bar = 2.23; break; case 333: bar = 2.22; break; case 334: bar = 2.21; break; case 335: bar = 2.2; break; case 336: bar = 2.2; break; case 337: bar = 2.19; break; case 338: bar = 2.18; break; case 339: bar = 2.17; break; case 340: bar = 2.17; break; case 341: bar = 2.16; break; case 342: bar = 2.15; break; case 343: bar = 2.14; break; case 344: bar = 2.13; break; case 345: bar = 2.13; break; case 346: bar = 2.12; break; case 347: bar = 2.11; break; case 348: bar = 2.11; break; case 349: bar = 2.1; break; case 350: bar = 2.09; break; case 351: bar = 2.08; break; case 352: bar = 2.08; break; case 353: bar = 2.07; break; case 354: bar = 2.06; break; case 355: bar = 2.05; break; case 356: bar = 2.05; break; case 357: bar = 2.04; break; case 358: bar = 2.03; break; case 359: bar = 2.03; break; case 360: bar = 2.02; break; case 361: bar = 2.01; break; case 362: bar = 2.01; break; case 363: bar = 2; break; case 364: bar = 1.99; break; case 365: bar = 1.99; break; case 366: bar = 1.98; break; case 367: bar = 1.97; break; case 368: bar = 1.97; break; case 369: bar = 1.96; break; case 370: bar = 1.95; break; case 371: bar = 1.95; break; case 372: bar = 1.94; break; case 373: bar = 1.93; break; case 374: bar = 1.93; break; case 375: bar = 1.92; break; case 376: bar = 1.91; break; case 377: bar = 1.91; break; case 378: bar = 1.9; break; case 379: bar = 1.89; break; case 380: bar = 1.89; break; case 381: bar = 1.88; break; case 382: bar = 1.88; break; case 383: bar = 1.87; break; case 384: bar = 1.86; break; case 385: bar = 1.86; break; case 386: bar = 1.85; break; case 387: bar = 1.85; break; case 388: bar = 1.84; break; case 389: bar = 1.83; break; case 390: bar = 1.83; break; case 391: bar = 1.82; break; case 392: bar = 1.82; break; case 393: bar = 1.81; break; case 394: bar = 1.8; break; case 395: bar = 1.8; break; case 396: bar = 1.79; break; case 397: bar = 1.79; break; case 398: bar = 1.78; break; case 399: bar = 1.77; break; case 400: bar = 1.77; break; case 401: bar = 1.76; break; case 402: bar = 1.76; break; case 403: bar = 1.75; break; case 404: bar = 1.75; break; case 405: bar = 1.74; break; case 406: bar = 1.73; break; case 407: bar = 1.73; break; case 408: bar = 1.72; break; case 409: bar = 1.72; break; case 410: bar = 1.71; break; case 411: bar = 1.71; break; case 412: bar = 1.7; break; case 413: bar = 1.7; break; case 414: bar = 1.69; break; case 415: bar = 1.69; break; case 416: bar = 1.68; break; case 417: bar = 1.67; break; case 418: bar = 1.67; break; case 419: bar = 1.66; break; case 420: bar = 1.66; break; case 421: bar = 1.65; break; case 422: bar = 1.65; break; case 423: bar = 1.64; break; case 424: bar = 1.64; break; case 425: bar = 1.63; break; case 426: bar = 1.63; break; case 427: bar = 1.62; break; case 428: bar = 1.62; break; case 429: bar = 1.61; break; case 430: bar = 1.61; break; case 431: bar = 1.6; break; case 432: bar = 1.6; break; case 433: bar = 1.59; break; case 434: bar = 1.59; break; case 435: bar = 1.58; break; case 436: bar = 1.58; break; case 437: bar = 1.57; break; case 438: bar = 1.57; break; case 439: bar = 1.56; break; case 440: bar = 1.56; break; case 441: bar = 1.55; break; case 442: bar = 1.55; break; case 443: bar = 1.54; break; case 444: bar = 1.54; break; case 445: bar = 1.53; break; case 446: bar = 1.53; break; case 447: bar = 1.53; break; case 448: bar = 1.52; break; case 449: bar = 1.52; break; case 450: bar = 1.51; break; case 451: bar = 1.51; break; case 452: bar = 1.5; break; case 453: bar = 1.5; break; case 454: bar = 1.49; break; case 455: bar = 1.49; break; case 456: bar = 1.48; break; case 457: bar = 1.48; break; case 458: bar = 1.47; break; case 459: bar = 1.47; break; case 460: bar = 1.47; break; case 461: bar = 1.46; break; case 462: bar = 1.46; break; case 463: bar = 1.45; break; case 464: bar = 1.45; break; case 465: bar = 1.44; break; case 466: bar = 1.44; break; case 467: bar = 1.44; break; case 468: bar = 1.43; break; case 469: bar = 1.43; break; case 470: bar = 1.42; break; case 471: bar = 1.42; break; case 472: bar = 1.41; break; case 473: bar = 1.41; break; case 474: bar = 1.41; break; case 475: bar = 1.4; break; case 476: bar = 1.4; break; case 477: bar = 1.39; break; case 478: bar = 1.39; break; case 479: bar = 1.38; break; case 480: bar = 1.38; break; case 481: bar = 1.38; break; case 482: bar = 1.37; break; case 483: bar = 1.37; break; case 484: bar = 1.36; break; case 485: bar = 1.36; break; case 486: bar = 1.36; break; case 487: bar = 1.35; break; case 488: bar = 1.35; break; case 489: bar = 1.34; break; case 490: bar = 1.34; break; case 491: bar = 1.34; break; case 492: bar = 1.33; break; case 493: bar = 1.33; break; case 494: bar = 1.32; break; case 495: bar = 1.32; break; case 496: bar = 1.32; break; case 497: bar = 1.31; break; case 498: bar = 1.31; break; case 499: bar = 1.3; break; case 500: bar = 1.3; break; case 501: bar = 1.3; break; case 502: bar = 1.29; break; case 503: bar = 1.29; break; case 504: bar = 1.29; break; case 505: bar = 1.28; break; case 506: bar = 1.28; break; case 507: bar = 1.27; break; case 508: bar = 1.27; break; case 509: bar = 1.27; break; case 510: bar = 1.26; break; case 511: bar = 1.26; break; case 512: bar = 1.26; break; case 513: bar = 1.25; break; case 514: bar = 1.25; break; case 515: bar = 1.24; break; case 516: bar = 1.24; break; case 517: bar = 1.24; break; case 518: bar = 1.23; break; case 519: bar = 1.23; break; case 520: bar = 1.23; break; case 521: bar = 1.22; break; case 522: bar = 1.22; break; case 523: bar = 1.22; break; case 524: bar = 1.21; break; case 525: bar = 1.21; break; case 526: bar = 1.21; break; case 527: bar = 1.2; break; case 528: bar = 1.2; break; case 529: bar = 1.2; break; case 530: bar = 1.19; break; case 531: bar = 1.19; break; case 532: bar = 1.18; break; case 533: bar = 1.18; break; case 534: bar = 1.18; break; case 535: bar = 1.17; break; case 536: bar = 1.17; break; case 537: bar = 1.17; break; case 538: bar = 1.16; break; case 539: bar = 1.16; break; case 540: bar = 1.16; break; case 541: bar = 1.15; break; case 542: bar = 1.15; break; case 543: bar = 1.15; break; case 544: bar = 1.14; break; case 545: bar = 1.14; break; case 546: bar = 1.14; break; case 547: bar = 1.13; break; case 548: bar = 1.13; break; case 549: bar = 1.13; break; case 550: bar = 1.12; break; case 551: bar = 1.12; break; case 552: bar = 1.12; break; case 553: bar = 1.12; break; case 554: bar = 1.11; break; case 555: bar = 1.11; break; case 556: bar = 1.11; break; case 557: bar = 1.1; break; case 558: bar = 1.1; break; case 559: bar = 1.1; break; case 560: bar = 1.09; break; case 561: bar = 1.09; break; case 562: bar = 1.09; break; case 563: bar = 1.08; break; case 564: bar = 1.08; break; case 565: bar = 1.08; break; case 566: bar = 1.07; break; case 567: bar = 1.07; break; case 568: bar = 1.07; break; case 569: bar = 1.07; break; case 570: bar = 1.06; break; case 571: bar = 1.06; break; case 572: bar = 1.06; break; case 573: bar = 1.05; break; case 574: bar = 1.05; break; case 575: bar = 1.05; break; case 576: bar = 1.04; break; case 577: bar = 1.04; break; case 578: bar = 1.04; break; case 579: bar = 1.04; break; case 580: bar = 1.03; break; case 581: bar = 1.03; break; case 582: bar = 1.03; break; case 583: bar = 1.02; break; case 584: bar = 1.02; break; case 585: bar = 1.02; break; case 586: bar = 1.02; break; case 587: bar = 1.01; break; case 588: bar = 1.01; break; case 589: bar = 1.01; break; case 590: bar = 1; break; case 591: bar = 1; break; case 592: bar = 1; break; case 593: bar = 1; break; case 594: bar = 0.99; break; case 595: bar = 0.99; break; case 596: bar = 0.99; break; case 597: bar = 0.98; break; case 598: bar = 0.98; break; case 599: bar = 0.98; break; case 600: bar = 0.98; break; case 601: bar = 0.97; break; case 602: bar = 0.97; break; case 603: bar = 0.97; break; case 604: bar = 0.96; break; case 605: bar = 0.96; break; case 606: bar = 0.96; break; case 607: bar = 0.96; break; case 608: bar = 0.95; break; case 609: bar = 0.95; break; case 610: bar = 0.95; break; case 611: bar = 0.95; break; case 612: bar = 0.94; break; case 613: bar = 0.94; break; case 614: bar = 0.94; break; case 615: bar = 0.94; break; case 616: bar = 0.93; break; case 617: bar = 0.93; break; case 618: bar = 0.93; break; case 619: bar = 0.92; break; case 620: bar = 0.92; break; case 621: bar = 0.92; break; case 622: bar = 0.92; break; case 623: bar = 0.91; break; case 624: bar = 0.91; break; case 625: bar = 0.91; break; case 626: bar = 0.91; break; case 627: bar = 0.9; break; case 628: bar = 0.9; break; case 629: bar = 0.9; break; case 630: bar = 0.9; break; case 631: bar = 0.89; break; case 632: bar = 0.89; break; case 633: bar = 0.89; break; case 634: bar = 0.89; break; case 635: bar = 0.88; break; case 636: bar = 0.88; break; case 637: bar = 0.88; break; case 638: bar = 0.88; break; case 639: bar = 0.87; break; case 640: bar = 0.87; break; case 641: bar = 0.87; break; case 642: bar = 0.87; break; case 643: bar = 0.86; break; case 644: bar = 0.86; break; case 645: bar = 0.86; break; case 646: bar = 0.86; break; case 647: bar = 0.85; break; case 648: bar = 0.85; break; case 649: bar = 0.85; break; case 650: bar = 0.85; break; case 651: bar = 0.84; break; case 652: bar = 0.84; break; case 653: bar = 0.84; break; case 654: bar = 0.84; break; case 655: bar = 0.84; break; case 656: bar = 0.83; break; case 657: bar = 0.83; break; case 658: bar = 0.83; break; case 659: bar = 0.83; break; case 660: bar = 0.82; break; case 661: bar = 0.82; break; case 662: bar = 0.82; break; case 663: bar = 0.82; break; case 664: bar = 0.81; break; case 665: bar = 0.81; break; case 666: bar = 0.81; break; case 667: bar = 0.81; break; case 668: bar = 0.81; break; case 669: bar = 0.8; break; case 670: bar = 0.8; break; case 671: bar = 0.8; break; case 672: bar = 0.8; break; case 673: bar = 0.79; break; case 674: bar = 0.79; break; case 675: bar = 0.79; break; case 676: bar = 0.79; break; case 677: bar = 0.78; break; case 678: bar = 0.78; break; case 679: bar = 0.78; break; case 680: bar = 0.78; break; case 681: bar = 0.78; break; case 682: bar = 0.77; break; case 683: bar = 0.77; break; case 684: bar = 0.77; break; case 685: bar = 0.77; break; case 686: bar = 0.77; break; case 687: bar = 0.76; break; case 688: bar = 0.76; break; case 689: bar = 0.76; break; case 690: bar = 0.76; break; case 691: bar = 0.75; break; case 692: bar = 0.75; break; case 693: bar = 0.75; break; case 694: bar = 0.75; break; case 695: bar = 0.75; break; case 696: bar = 0.74; break; case 697: bar = 0.74; break; case 698: bar = 0.74; break; case 699: bar = 0.74; break; case 700: bar = 0.74; break; case 701: bar = 0.73; break; case 702: bar = 0.73; break; case 703: bar = 0.73; break; case 704: bar = 0.73; break; case 705: bar = 0.72; break; case 706: bar = 0.72; break; case 707: bar = 0.72; break; case 708: bar = 0.72; break; case 709: bar = 0.72; break; case 710: bar = 0.71; break; case 711: bar = 0.71; break; case 712: bar = 0.71; break; case 713: bar = 0.71; break; case 714: bar = 0.71; break; case 715: bar = 0.7; break; case 716: bar = 0.7; break; case 717: bar = 0.7; break; case 718: bar = 0.7; break; case 719: bar = 0.7; break; case 720: bar = 0.69; break; case 721: bar = 0.69; break; case 722: bar = 0.69; break; case 723: bar = 0.69; break; case 724: bar = 0.69; break; case 725: bar = 0.68; break; case 726: bar = 0.68; break; case 727: bar = 0.68; break; case 728: bar = 0.68; break; case 729: bar = 0.68; break; case 730: bar = 0.67; break; case 731: bar = 0.67; break; case 732: bar = 0.67; break; case 733: bar = 0.67; break; case 734: bar = 0.67; break; case 735: bar = 0.67; break; case 736: bar = 0.66; break; case 737: bar = 0.66; break; case 738: bar = 0.66; break; case 739: bar = 0.66; break; case 740: bar = 0.66; break; case 741: bar = 0.65; break; case 742: bar = 0.65; break; case 743: bar = 0.65; break; case 744: bar = 0.65; break; case 745: bar = 0.65; break; case 746: bar = 0.64; break; case 747: bar = 0.64; break; case 748: bar = 0.64; break; case 749: bar = 0.64; break; case 750: bar = 0.64; break; case 751: bar = 0.64; break; case 752: bar = 0.63; break; case 753: bar = 0.63; break; case 754: bar = 0.63; break; case 755: bar = 0.63; break; case 756: bar = 0.63; break; case 757: bar = 0.62; break; case 758: bar = 0.62; break; case 759: bar = 0.62; break; case 760: bar = 0.62; break; case 761: bar = 0.62; break; case 762: bar = 0.61; break; case 763: bar = 0.61; break; case 764: bar = 0.61; break; case 765: bar = 0.61; break; case 766: bar = 0.61; break; case 767: bar = 0.61; break; case 768: bar = 0.6; break; case 769: bar = 0.6; break; case 770: bar = 0.6; break; case 771: bar = 0.6; break; case 772: bar = 0.6; break; case 773: bar = 0.6; break; case 774: bar = 0.59; break; case 775: bar = 0.59; break; case 776: bar = 0.59; break; case 777: bar = 0.59; break; case 778: bar = 0.59; break; case 779: bar = 0.59; break; case 780: bar = 0.58; break; case 781: bar = 0.58; break; case 782: bar = 0.58; break; case 783: bar = 0.58; break; case 784: bar = 0.58; break; case 785: bar = 0.57; break; case 786: bar = 0.57; break; case 787: bar = 0.57; break; case 788: bar = 0.57; break; case 789: bar = 0.57; break; case 790: bar = 0.57; break; case 791: bar = 0.56; break; case 792: bar = 0.56; break; case 793: bar = 0.56; break; case 794: bar = 0.56; break; case 795: bar = 0.56; break; case 796: bar = 0.56; break; case 797: bar = 0.55; break; case 798: bar = 0.55; break; case 799: bar = 0.55; break; case 800: bar = 0.55; break; case 801: bar = 0.55; break; case 802: bar = 0.55; break; case 803: bar = 0.54; break; case 804: bar = 0.54; break; case 805: bar = 0.54; break; case 806: bar = 0.54; break; case 807: bar = 0.54; break; case 808: bar = 0.54; break; case 809: bar = 0.53; break; case 810: bar = 0.53; break; case 811: bar = 0.53; break; case 812: bar = 0.53; break; case 813: bar = 0.53; break; case 814: bar = 0.53; break; case 815: bar = 0.53; break; case 816: bar = 0.52; break; case 817: bar = 0.52; break; case 818: bar = 0.52; break; case 819: bar = 0.52; break; case 820: bar = 0.52; break; case 821: bar = 0.52; break; case 822: bar = 0.51; break; case 823: bar = 0.51; break; case 824: bar = 0.51; break; case 825: bar = 0.51; break; case 826: bar = 0.51; break; case 827: bar = 0.51; break; case 828: bar = 0.5; break; case 829: bar = 0.5; break; case 830: bar = 0.5; break; case 831: bar = 0.5; break; case 832: bar = 0.5; break; case 833: bar = 0.5; break; case 834: bar = 0.5; break; case 835: bar = 0.49; break; case 836: bar = 0.49; break; case 837: bar = 0.49; break; case 838: bar = 0.49; break; case 839: bar = 0.49; break; case 840: bar = 0.49; break; case 841: bar = 0.48; break; case 842: bar = 0.48; break; case 843: bar = 0.48; break; case 844: bar = 0.48; break; case 845: bar = 0.48; break; case 846: bar = 0.48; break; case 847: bar = 0.48; break; case 848: bar = 0.47; break; case 849: bar = 0.47; break; case 850: bar = 0.47; break; case 851: bar = 0.47; break; case 852: bar = 0.47; break; case 853: bar = 0.47; break; case 854: bar = 0.47; break; case 855: bar = 0.46; break; case 856: bar = 0.46; break; case 857: bar = 0.46; break; case 858: bar = 0.46; break; case 859: bar = 0.46; break; case 860: bar = 0.46; break; case 861: bar = 0.46; break; case 862: bar = 0.45; break; case 863: bar = 0.45; break; case 864: bar = 0.45; break; case 865: bar = 0.45; break; case 866: bar = 0.45; break; case 867: bar = 0.45; break; case 868: bar = 0.45; break; case 869: bar = 0.44; break; case 870: bar = 0.44; break; case 871: bar = 0.44; break; case 872: bar = 0.44; break; case 873: bar = 0.44; break; case 874: bar = 0.44; break; case 875: bar = 0.44; break; case 876: bar = 0.43; break; case 877: bar = 0.43; break; case 878: bar = 0.43; break; case 879: bar = 0.43; break; case 880: bar = 0.43; break; case 881: bar = 0.43; break; case 882: bar = 0.43; break; case 883: bar = 0.42; break; case 884: bar = 0.42; break; case 885: bar = 0.42; break; case 886: bar = 0.42; break; case 887: bar = 0.42; break; case 888: bar = 0.42; break; case 889: bar = 0.42; break; case 890: bar = 0.41; break; case 891: bar = 0.41; break; case 892: bar = 0.41; break; case 893: bar = 0.41; break; case 894: bar = 0.41; break; case 895: bar = 0.41; break; case 896: bar = 0.41; break; case 897: bar = 0.41; break; case 898: bar = 0.4; break; case 899: bar = 0.4; break; case 900: bar = 0.4; break; case 901: bar = 0.4; break; case 902: bar = 0.4; break; case 903: bar = 0.4; break; case 904: bar = 0.4; break; case 905: bar = 0.39; break; case 906: bar = 0.39; break; case 907: bar = 0.39; break; case 908: bar = 0.39; break; case 909: bar = 0.39; break; case 910: bar = 0.39; break; case 911: bar = 0.39; break; case 912: bar = 0.39; break; case 913: bar = 0.38; break; case 914: bar = 0.38; break; case 915: bar = 0.38; break; case 916: bar = 0.38; break; case 917: bar = 0.38; break; case 918: bar = 0.38; break; case 919: bar = 0.38; break; case 920: bar = 0.38; break; case 921: bar = 0.37; break; case 922: bar = 0.37; break; case 923: bar = 0.37; break; case 924: bar = 0.37; break; case 925: bar = 0.37; break; case 926: bar = 0.37; break; case 927: bar = 0.37; break; case 928: bar = 0.37; break; case 929: bar = 0.36; break; case 930: bar = 0.36; break; case 931: bar = 0.36; break; case 932: bar = 0.36; break; case 933: bar = 0.36; break; case 934: bar = 0.36; break; case 935: bar = 0.36; break; case 936: bar = 0.36; break; case 937: bar = 0.35; break; case 938: bar = 0.35; break; case 939: bar = 0.35; break; case 940: bar = 0.35; break; case 941: bar = 0.35; break; case 942: bar = 0.35; break; case 943: bar = 0.35; break; case 944: bar = 0.35; break; case 945: bar = 0.34; break; case 946: bar = 0.34; break; case 947: bar = 0.34; break; case 948: bar = 0.34; break; case 949: bar = 0.34; break; case 950: bar = 0.34; break; case 951: bar = 0.34; break; case 952: bar = 0.34; break; case 953: bar = 0.33; break; case 954: bar = 0.33; break; case 955: bar = 0.33; break; case 956: bar = 0.33; break; case 957: bar = 0.33; break; case 958: bar = 0.33; break; case 959: bar = 0.33; break; case 960: bar = 0.33; break; case 961: bar = 0.32; break; case 962: bar = 0.32; break; case 963: bar = 0.32; break; case 964: bar = 0.32; break; case 965: bar = 0.32; break; case 966: bar = 0.32; break; case 967: bar = 0.32; break; case 968: bar = 0.32; break; case 969: bar = 0.32; break; case 970: bar = 0.31; break; case 971: bar = 0.31; break; case 972: bar = 0.31; break; case 973: bar = 0.31; break; case 974: bar = 0.31; break; case 975: bar = 0.31; break; case 976: bar = 0.31; break; case 977: bar = 0.31; break; case 978: bar = 0.3; break; case 979: bar = 0.3; break; case 980: bar = 0.3; break; case 981: bar = 0.3; break; case 982: bar = 0.3; break; case 983: bar = 0.3; break; case 984: bar = 0.3; break; case 985: bar = 0.3; break; case 986: bar = 0.3; break; case 987: bar = 0.29; break; case 988: bar = 0.29; break; case 989: bar = 0.29; break; case 990: bar = 0.29; break; case 991: bar = 0.29; break; case 992: bar = 0.29; break; case 993: bar = 0.29; break; case 994: bar = 0.29; break; case 995: bar = 0.29; break; case 996: bar = 0.28; break; case 997: bar = 0.28; break; case 998: bar = 0.28; break; case 999: bar = 0.28; break; case 1000: bar = 0.28; break; case 1001: bar = 0.28; break; case 1002: bar = 0.28; break; case 1003: bar = 0.28; break; case 1004: bar = 0.28; break; case 1005: bar = 0.27; break; case 1006: bar = 0.27; break; case 1007: bar = 0.27; break; case 1008: bar = 0.27; break; case 1009: bar = 0.27; break; case 1010: bar = 0.27; break; case 1011: bar = 0.27; break; case 1012: bar = 0.27; break; case 1013: bar = 0.27; break; case 1014: bar = 0.26; break; case 1015: bar = 0.26; break; case 1016: bar = 0.26; break; case 1017: bar = 0.26; break; case 1018: bar = 0.26; break; case 1019: bar = 0.26; break; case 1020: bar = 0.26; break; case 1021: bar = 0.26; break; case 1022: bar = 0.26; break; case 1023: bar = 0.26; break; case 1024: bar = 0.25; break;
case 78: bar = 9.4; break; | case 78: bar = 9.4; break; case 79: bar = 9.3; break; case 80: bar = 9.19; break; case 81: bar = 9.09; break; case 82: bar = 9; break; case 83: bar = 8.9; break; case 84: bar = 8.81; break; case 85: bar = 8.71; break; case 86: bar = 8.62; break; case 87: bar = 8.53; break; case 88: bar = 8.45; break; case 89: bar = 8.36; break; case 90: bar = 8.28; break; case 91: bar = 8.2; break; case 92: bar = 8.12; break; case 93: bar = 8.04; break; case 94: bar = 7.96; break; case 95: bar = 7.89; break; case 96: bar = 7.81; break; case 97: bar = 7.74; break; case 98: bar = 7.67; break; case 99: bar = 7.6; break; case 100: bar = 7.53; break; case 101: bar = 7.46; break; case 102: bar = 7.4; break; case 103: bar = 7.33; break; case 104: bar = 7.27; break; case 105: bar = 7.2; break; case 106: bar = 7.14; break; case 107: bar = 7.08; break; case 108: bar = 7.02; break; case 109: bar = 6.96; break; case 110: bar = 6.9; break; case 111: bar = 6.85; break; case 112: bar = 6.79; break; case 113: bar = 6.74; break; case 114: bar = 6.68; break; case 115: bar = 6.63; break; case 116: bar = 6.57; break; case 117: bar = 6.52; break; case 118: bar = 6.47; break; case 119: bar = 6.42; break; case 120: bar = 6.37; break; case 121: bar = 6.32; break; case 122: bar = 6.27; break; case 123: bar = 6.23; break; case 124: bar = 6.18; break; case 125: bar = 6.13; break; case 126: bar = 6.09; break; case 127: bar = 6.04; break; case 128: bar = 6; break; case 129: bar = 5.95; break; case 130: bar = 5.91; break; case 131: bar = 5.87; break; case 132: bar = 5.83; break; case 133: bar = 5.79; break; case 134: bar = 5.75; break; case 135: bar = 5.71; break; case 136: bar = 5.67; break; case 137: bar = 5.63; break; case 138: bar = 5.59; break; case 139: bar = 5.55; break; case 140: bar = 5.51; break; case 141: bar = 5.47; break; case 142: bar = 5.44; break; case 143: bar = 5.4; break; case 144: bar = 5.37; break; case 145: bar = 5.33; break; case 146: bar = 5.3; break; case 147: bar = 5.26; break; case 148: bar = 5.23; break; case 149: bar = 5.19; break; case 150: bar = 5.16; break; case 151: bar = 5.13; break; case 152: bar = 5.09; break; case 153: bar = 5.06; break; case 154: bar = 5.03; break; case 155: bar = 5; break; case 156: bar = 4.97; break; case 157: bar = 4.94; break; case 158: bar = 4.91; break; case 159: bar = 4.88; break; case 160: bar = 4.85; break; case 161: bar = 4.82; break; case 162: bar = 4.79; break; case 163: bar = 4.76; break; case 164: bar = 4.73; break; case 165: bar = 4.7; break; case 166: bar = 4.68; break; case 167: bar = 4.65; break; case 168: bar = 4.62; break; case 169: bar = 4.59; break; case 170: bar = 4.57; break; case 171: bar = 4.54; break; case 172: bar = 4.52; break; case 173: bar = 4.49; break; case 174: bar = 4.46; break; case 175: bar = 4.44; break; case 176: bar = 4.41; break; case 177: bar = 4.39; break; case 178: bar = 4.36; break; case 179: bar = 4.34; break; case 180: bar = 4.32; break; case 181: bar = 4.29; break; case 182: bar = 4.27; break; case 183: bar = 4.25; break; case 184: bar = 4.22; break; case 185: bar = 4.2; break; case 186: bar = 4.18; break; case 187: bar = 4.15; break; case 188: bar = 4.13; break; case 189: bar = 4.11; break; case 190: bar = 4.09; break; case 191: bar = 4.07; break; case 192: bar = 4.05; break; case 193: bar = 4.02; break; case 194: bar = 4; break; case 195: bar = 3.98; break; case 196: bar = 3.96; break; case 197: bar = 3.94; break; case 198: bar = 3.92; break; case 199: bar = 3.9; break; case 200: bar = 3.88; break; case 201: bar = 3.86; break; case 202: bar = 3.84; break; case 203: bar = 3.82; break; case 204: bar = 3.8; break; case 205: bar = 3.78; break; case 206: bar = 3.77; break; case 207: bar = 3.75; break; case 208: bar = 3.73; break; case 209: bar = 3.71; break; case 210: bar = 3.69; break; case 211: bar = 3.67; break; case 212: bar = 3.66; break; case 213: bar = 3.64; break; case 214: bar = 3.62; break; case 215: bar = 3.6; break; case 216: bar = 3.59; break; case 217: bar = 3.57; break; case 218: bar = 3.55; break; case 219: bar = 3.53; break; case 220: bar = 3.52; break; case 221: bar = 3.5; break; case 222: bar = 3.48; break; case 223: bar = 3.47; break; case 224: bar = 3.45; break; case 225: bar = 3.44; break; case 226: bar = 3.42; break; case 227: bar = 3.4; break; case 228: bar = 3.39; break; case 229: bar = 3.37; break; case 230: bar = 3.36; break; case 231: bar = 3.34; break; case 232: bar = 3.33; break; case 233: bar = 3.31; break; case 234: bar = 3.3; break; case 235: bar = 3.28; break; case 236: bar = 3.27; break; case 237: bar = 3.25; break; case 238: bar = 3.24; break; case 239: bar = 3.22; break; case 240: bar = 3.21; break; case 241: bar = 3.19; break; case 242: bar = 3.18; break; case 243: bar = 3.17; break; case 244: bar = 3.15; break; case 245: bar = 3.14; break; case 246: bar = 3.12; break; case 247: bar = 3.11; break; case 248: bar = 3.1; break; case 249: bar = 3.08; break; case 250: bar = 3.07; break; case 251: bar = 3.06; break; case 252: bar = 3.04; break; case 253: bar = 3.03; break; case 254: bar = 3.02; break; case 255: bar = 3.01; break; case 256: bar = 2.99; break; case 257: bar = 2.98; break; case 258: bar = 2.97; break; case 259: bar = 2.96; break; case 260: bar = 2.94; break; case 261: bar = 2.93; break; case 262: bar = 2.92; break; case 263: bar = 2.91; break; case 264: bar = 2.89; break; case 265: bar = 2.88; break; case 266: bar = 2.87; break; case 267: bar = 2.86; break; case 268: bar = 2.85; break; case 269: bar = 2.83; break; case 270: bar = 2.82; break; case 271: bar = 2.81; break; case 272: bar = 2.8; break; case 273: bar = 2.79; break; case 274: bar = 2.78; break; case 275: bar = 2.77; break; case 276: bar = 2.76; break; case 277: bar = 2.74; break; case 278: bar = 2.73; break; case 279: bar = 2.72; break; case 280: bar = 2.71; break; case 281: bar = 2.7; break; case 282: bar = 2.69; break; case 283: bar = 2.68; break; case 284: bar = 2.67; break; case 285: bar = 2.66; break; case 286: bar = 2.65; break; case 287: bar = 2.64; break; case 288: bar = 2.63; break; case 289: bar = 2.62; break; case 290: bar = 2.61; break; case 291: bar = 2.6; break; case 292: bar = 2.59; break; case 293: bar = 2.58; break; case 294: bar = 2.57; break; case 295: bar = 2.56; break; case 296: bar = 2.55; break; case 297: bar = 2.54; break; case 298: bar = 2.53; break; case 299: bar = 2.52; break; case 300: bar = 2.51; break; case 301: bar = 2.5; break; case 302: bar = 2.49; break; case 303: bar = 2.48; break; case 304: bar = 2.47; break; case 305: bar = 2.46; break; case 306: bar = 2.45; break; case 307: bar = 2.44; break; case 308: bar = 2.43; break; case 309: bar = 2.42; break; case 310: bar = 2.41; break; case 311: bar = 2.41; break; case 312: bar = 2.4; break; case 313: bar = 2.39; break; case 314: bar = 2.38; break; case 315: bar = 2.37; break; case 316: bar = 2.36; break; case 317: bar = 2.35; break; case 318: bar = 2.34; break; case 319: bar = 2.34; break; case 320: bar = 2.33; break; case 321: bar = 2.32; break; case 322: bar = 2.31; break; case 323: bar = 2.3; break; case 324: bar = 2.29; break; case 325: bar = 2.28; break; case 326: bar = 2.28; break; case 327: bar = 2.27; break; case 328: bar = 2.26; break; case 329: bar = 2.25; break; case 330: bar = 2.24; break; case 331: bar = 2.24; break; case 332: bar = 2.23; break; case 333: bar = 2.22; break; case 334: bar = 2.21; break; case 335: bar = 2.2; break; case 336: bar = 2.2; break; case 337: bar = 2.19; break; case 338: bar = 2.18; break; case 339: bar = 2.17; break; case 340: bar = 2.17; break; case 341: bar = 2.16; break; case 342: bar = 2.15; break; case 343: bar = 2.14; break; case 344: bar = 2.13; break; case 345: bar = 2.13; break; case 346: bar = 2.12; break; case 347: bar = 2.11; break; case 348: bar = 2.11; break; case 349: bar = 2.1; break; case 350: bar = 2.09; break; case 351: bar = 2.08; break; case 352: bar = 2.08; break; case 353: bar = 2.07; break; case 354: bar = 2.06; break; case 355: bar = 2.05; break; case 356: bar = 2.05; break; case 357: bar = 2.04; break; case 358: bar = 2.03; break; case 359: bar = 2.03; break; case 360: bar = 2.02; break; case 361: bar = 2.01; break; case 362: bar = 2.01; break; case 363: bar = 2; break; case 364: bar = 1.99; break; case 365: bar = 1.99; break; case 366: bar = 1.98; break; case 367: bar = 1.97; break; case 368: bar = 1.97; break; case 369: bar = 1.96; break; case 370: bar = 1.95; break; case 371: bar = 1.95; break; case 372: bar = 1.94; break; case 373: bar = 1.93; break; case 374: bar = 1.93; break; case 375: bar = 1.92; break; case 376: bar = 1.91; break; case 377: bar = 1.91; break; case 378: bar = 1.9; break; case 379: bar = 1.89; break; case 380: bar = 1.89; break; case 381: bar = 1.88; break; case 382: bar = 1.88; break; case 383: bar = 1.87; break; case 384: bar = 1.86; break; case 385: bar = 1.86; break; case 386: bar = 1.85; break; case 387: bar = 1.85; break; case 388: bar = 1.84; break; case 389: bar = 1.83; break; case 390: bar = 1.83; break; case 391: bar = 1.82; break; case 392: bar = 1.82; break; case 393: bar = 1.81; break; case 394: bar = 1.8; break; case 395: bar = 1.8; break; case 396: bar = 1.79; break; case 397: bar = 1.79; break; case 398: bar = 1.78; break; case 399: bar = 1.77; break; case 400: bar = 1.77; break; case 401: bar = 1.76; break; case 402: bar = 1.76; break; case 403: bar = 1.75; break; case 404: bar = 1.75; break; case 405: bar = 1.74; break; case 406: bar = 1.73; break; case 407: bar = 1.73; break; case 408: bar = 1.72; break; case 409: bar = 1.72; break; case 410: bar = 1.71; break; case 411: bar = 1.71; break; case 412: bar = 1.7; break; case 413: bar = 1.7; break; case 414: bar = 1.69; break; case 415: bar = 1.69; break; case 416: bar = 1.68; break; case 417: bar = 1.67; break; case 418: bar = 1.67; break; case 419: bar = 1.66; break; case 420: bar = 1.66; break; case 421: bar = 1.65; break; case 422: bar = 1.65; break; case 423: bar = 1.64; break; case 424: bar = 1.64; break; case 425: bar = 1.63; break; case 426: bar = 1.63; break; case 427: bar = 1.62; break; case 428: bar = 1.62; break; case 429: bar = 1.61; break; case 430: bar = 1.61; break; case 431: bar = 1.6; break; case 432: bar = 1.6; break; case 433: bar = 1.59; break; case 434: bar = 1.59; break; case 435: bar = 1.58; break; case 436: bar = 1.58; break; case 437: bar = 1.57; break; case 438: bar = 1.57; break; case 439: bar = 1.56; break; case 440: bar = 1.56; break; case 441: bar = 1.55; break; case 442: bar = 1.55; break; case 443: bar = 1.54; break; case 444: bar = 1.54; break; case 445: bar = 1.53; break; case 446: bar = 1.53; break; case 447: bar = 1.53; break; case 448: bar = 1.52; break; case 449: bar = 1.52; break; case 450: bar = 1.51; break; case 451: bar = 1.51; break; case 452: bar = 1.5; break; case 453: bar = 1.5; break; case 454: bar = 1.49; break; case 455: bar = 1.49; break; case 456: bar = 1.48; break; case 457: bar = 1.48; break; case 458: bar = 1.47; break; case 459: bar = 1.47; break; case 460: bar = 1.47; break; case 461: bar = 1.46; break; case 462: bar = 1.46; break; case 463: bar = 1.45; break; case 464: bar = 1.45; break; case 465: bar = 1.44; break; case 466: bar = 1.44; break; case 467: bar = 1.44; break; case 468: bar = 1.43; break; case 469: bar = 1.43; break; case 470: bar = 1.42; break; case 471: bar = 1.42; break; case 472: bar = 1.41; break; case 473: bar = 1.41; break; case 474: bar = 1.41; break; case 475: bar = 1.4; break; case 476: bar = 1.4; break; case 477: bar = 1.39; break; case 478: bar = 1.39; break; case 479: bar = 1.38; break; case 480: bar = 1.38; break; case 481: bar = 1.38; break; case 482: bar = 1.37; break; case 483: bar = 1.37; break; case 484: bar = 1.36; break; case 485: bar = 1.36; break; case 486: bar = 1.36; break; case 487: bar = 1.35; break; case 488: bar = 1.35; break; case 489: bar = 1.34; break; case 490: bar = 1.34; break; case 491: bar = 1.34; break; case 492: bar = 1.33; break; case 493: bar = 1.33; break; case 494: bar = 1.32; break; case 495: bar = 1.32; break; case 496: bar = 1.32; break; case 497: bar = 1.31; break; case 498: bar = 1.31; break; case 499: bar = 1.3; break; case 500: bar = 1.3; break; case 501: bar = 1.3; break; case 502: bar = 1.29; break; case 503: bar = 1.29; break; case 504: bar = 1.29; break; case 505: bar = 1.28; break; case 506: bar = 1.28; break; case 507: bar = 1.27; break; case 508: bar = 1.27; break; case 509: bar = 1.27; break; case 510: bar = 1.26; break; case 511: bar = 1.26; break; case 512: bar = 1.26; break; case 513: bar = 1.25; break; case 514: bar = 1.25; break; case 515: bar = 1.24; break; case 516: bar = 1.24; break; case 517: bar = 1.24; break; case 518: bar = 1.23; break; case 519: bar = 1.23; break; case 520: bar = 1.23; break; case 521: bar = 1.22; break; case 522: bar = 1.22; break; case 523: bar = 1.22; break; case 524: bar = 1.21; break; case 525: bar = 1.21; break; case 526: bar = 1.21; break; case 527: bar = 1.2; break; case 528: bar = 1.2; break; case 529: bar = 1.2; break; case 530: bar = 1.19; break; case 531: bar = 1.19; break; case 532: bar = 1.18; break; case 533: bar = 1.18; break; case 534: bar = 1.18; break; case 535: bar = 1.17; break; case 536: bar = 1.17; break; case 537: bar = 1.17; break; case 538: bar = 1.16; break; case 539: bar = 1.16; break; case 540: bar = 1.16; break; case 541: bar = 1.15; break; case 542: bar = 1.15; break; case 543: bar = 1.15; break; case 544: bar = 1.14; break; case 545: bar = 1.14; break; case 546: bar = 1.14; break; case 547: bar = 1.13; break; case 548: bar = 1.13; break; case 549: bar = 1.13; break; case 550: bar = 1.12; break; case 551: bar = 1.12; break; case 552: bar = 1.12; break; case 553: bar = 1.12; break; case 554: bar = 1.11; break; case 555: bar = 1.11; break; case 556: bar = 1.11; break; case 557: bar = 1.1; break; case 558: bar = 1.1; break; case 559: bar = 1.1; break; case 560: bar = 1.09; break; case 561: bar = 1.09; break; case 562: bar = 1.09; break; case 563: bar = 1.08; break; case 564: bar = 1.08; break; case 565: bar = 1.08; break; case 566: bar = 1.07; break; case 567: bar = 1.07; break; case 568: bar = 1.07; break; case 569: bar = 1.07; break; case 570: bar = 1.06; break; case 571: bar = 1.06; break; case 572: bar = 1.06; break; case 573: bar = 1.05; break; case 574: bar = 1.05; break; case 575: bar = 1.05; break; case 576: bar = 1.04; break; case 577: bar = 1.04; break; case 578: bar = 1.04; break; case 579: bar = 1.04; break; case 580: bar = 1.03; break; case 581: bar = 1.03; break; case 582: bar = 1.03; break; case 583: bar = 1.02; break; case 584: bar = 1.02; break; case 585: bar = 1.02; break; case 586: bar = 1.02; break; case 587: bar = 1.01; break; case 588: bar = 1.01; break; case 589: bar = 1.01; break; case 590: bar = 1; break; case 591: bar = 1; break; case 592: bar = 1; break; case 593: bar = 1; break; case 594: bar = 0.99; break; case 595: bar = 0.99; break; case 596: bar = 0.99; break; case 597: bar = 0.98; break; case 598: bar = 0.98; break; case 599: bar = 0.98; break; case 600: bar = 0.98; break; case 601: bar = 0.97; break; case 602: bar = 0.97; break; case 603: bar = 0.97; break; case 604: bar = 0.96; break; case 605: bar = 0.96; break; case 606: bar = 0.96; break; case 607: bar = 0.96; break; case 608: bar = 0.95; break; case 609: bar = 0.95; break; case 610: bar = 0.95; break; case 611: bar = 0.95; break; case 612: bar = 0.94; break; case 613: bar = 0.94; break; case 614: bar = 0.94; break; case 615: bar = 0.94; break; case 616: bar = 0.93; break; case 617: bar = 0.93; break; case 618: bar = 0.93; break; case 619: bar = 0.92; break; case 620: bar = 0.92; break; case 621: bar = 0.92; break; case 622: bar = 0.92; break; case 623: bar = 0.91; break; case 624: bar = 0.91; break; case 625: bar = 0.91; break; case 626: bar = 0.91; break; case 627: bar = 0.9; break; case 628: bar = 0.9; break; case 629: bar = 0.9; break; case 630: bar = 0.9; break; case 631: bar = 0.89; break; case 632: bar = 0.89; break; case 633: bar = 0.89; break; case 634: bar = 0.89; break; case 635: bar = 0.88; break; case 636: bar = 0.88; break; case 637: bar = 0.88; break; case 638: bar = 0.88; break; case 639: bar = 0.87; break; case 640: bar = 0.87; break; case 641: bar = 0.87; break; case 642: bar = 0.87; break; case 643: bar = 0.86; break; case 644: bar = 0.86; break; case 645: bar = 0.86; break; case 646: bar = 0.86; break; case 647: bar = 0.85; break; case 648: bar = 0.85; break; case 649: bar = 0.85; break; case 650: bar = 0.85; break; case 651: bar = 0.84; break; case 652: bar = 0.84; break; case 653: bar = 0.84; break; case 654: bar = 0.84; break; case 655: bar = 0.84; break; case 656: bar = 0.83; break; case 657: bar = 0.83; break; case 658: bar = 0.83; break; case 659: bar = 0.83; break; case 660: bar = 0.82; break; case 661: bar = 0.82; break; case 662: bar = 0.82; break; case 663: bar = 0.82; break; case 664: bar = 0.81; break; case 665: bar = 0.81; break; case 666: bar = 0.81; break; case 667: bar = 0.81; break; case 668: bar = 0.81; break; case 669: bar = 0.8; break; case 670: bar = 0.8; break; case 671: bar = 0.8; break; case 672: bar = 0.8; break; case 673: bar = 0.79; break; case 674: bar = 0.79; break; case 675: bar = 0.79; break; case 676: bar = 0.79; break; case 677: bar = 0.78; break; case 678: bar = 0.78; break; case 679: bar = 0.78; break; case 680: bar = 0.78; break; case 681: bar = 0.78; break; case 682: bar = 0.77; break; case 683: bar = 0.77; break; case 684: bar = 0.77; break; case 685: bar = 0.77; break; case 686: bar = 0.77; break; case 687: bar = 0.76; break; case 688: bar = 0.76; break; case 689: bar = 0.76; break; case 690: bar = 0.76; break; case 691: bar = 0.75; break; case 692: bar = 0.75; break; case 693: bar = 0.75; break; case 694: bar = 0.75; break; case 695: bar = 0.75; break; case 696: bar = 0.74; break; case 697: bar = 0.74; break; case 698: bar = 0.74; break; case 699: bar = 0.74; break; case 700: bar = 0.74; break; case 701: bar = 0.73; break; case 702: bar = 0.73; break; case 703: bar = 0.73; break; case 704: bar = 0.73; break; case 705: bar = 0.72; break; case 706: bar = 0.72; break; case 707: bar = 0.72; break; case 708: bar = 0.72; break; case 709: bar = 0.72; break; case 710: bar = 0.71; break; case 711: bar = 0.71; break; case 712: bar = 0.71; break; case 713: bar = 0.71; break; case 714: bar = 0.71; break; case 715: bar = 0.7; break; case 716: bar = 0.7; break; case 717: bar = 0.7; break; case 718: bar = 0.7; break; case 719: bar = 0.7; break; case 720: bar = 0.69; break; case 721: bar = 0.69; break; case 722: bar = 0.69; break; case 723: bar = 0.69; break; case 724: bar = 0.69; break; case 725: bar = 0.68; break; case 726: bar = 0.68; break; case 727: bar = 0.68; break; case 728: bar = 0.68; break; case 729: bar = 0.68; break; case 730: bar = 0.67; break; case 731: bar = 0.67; break; case 732: bar = 0.67; break; case 733: bar = 0.67; break; case 734: bar = 0.67; break; case 735: bar = 0.67; break; case 736: bar = 0.66; break; case 737: bar = 0.66; break; case 738: bar = 0.66; break; case 739: bar = 0.66; break; case 740: bar = 0.66; break; case 741: bar = 0.65; break; case 742: bar = 0.65; break; case 743: bar = 0.65; break; case 744: bar = 0.65; break; case 745: bar = 0.65; break; case 746: bar = 0.64; break; case 747: bar = 0.64; break; case 748: bar = 0.64; break; case 749: bar = 0.64; break; case 750: bar = 0.64; break; case 751: bar = 0.64; break; case 752: bar = 0.63; break; case 753: bar = 0.63; break; case 754: bar = 0.63; break; case 755: bar = 0.63; break; case 756: bar = 0.63; break; case 757: bar = 0.62; break; case 758: bar = 0.62; break; case 759: bar = 0.62; break; case 760: bar = 0.62; break; case 761: bar = 0.62; break; case 762: bar = 0.61; break; case 763: bar = 0.61; break; case 764: bar = 0.61; break; case 765: bar = 0.61; break; case 766: bar = 0.61; break; case 767: bar = 0.61; break; case 768: bar = 0.6; break; case 769: bar = 0.6; break; case 770: bar = 0.6; break; case 771: bar = 0.6; break; case 772: bar = 0.6; break; case 773: bar = 0.6; break; case 774: bar = 0.59; break; case 775: bar = 0.59; break; case 776: bar = 0.59; break; case 777: bar = 0.59; break; case 778: bar = 0.59; break; case 779: bar = 0.59; break; case 780: bar = 0.58; break; case 781: bar = 0.58; break; case 782: bar = 0.58; break; case 783: bar = 0.58; break; case 784: bar = 0.58; break; case 785: bar = 0.57; break; case 786: bar = 0.57; break; case 787: bar = 0.57; break; case 788: bar = 0.57; break; case 789: bar = 0.57; break; case 790: bar = 0.57; break; case 791: bar = 0.56; break; case 792: bar = 0.56; break; case 793: bar = 0.56; break; case 794: bar = 0.56; break; case 795: bar = 0.56; break; case 796: bar = 0.56; break; case 797: bar = 0.55; break; case 798: bar = 0.55; break; case 799: bar = 0.55; break; case 800: bar = 0.55; break; case 801: bar = 0.55; break; case 802: bar = 0.55; break; case 803: bar = 0.54; break; case 804: bar = 0.54; break; case 805: bar = 0.54; break; case 806: bar = 0.54; break; case 807: bar = 0.54; break; case 808: bar = 0.54; break; case 809: bar = 0.53; break; case 810: bar = 0.53; break; case 811: bar = 0.53; break; case 812: bar = 0.53; break; case 813: bar = 0.53; break; case 814: bar = 0.53; break; case 815: bar = 0.53; break; case 816: bar = 0.52; break; case 817: bar = 0.52; break; case 818: bar = 0.52; break; case 819: bar = 0.52; break; case 820: bar = 0.52; break; case 821: bar = 0.52; break; case 822: bar = 0.51; break; case 823: bar = 0.51; break; case 824: bar = 0.51; break; case 825: bar = 0.51; break; case 826: bar = 0.51; break; case 827: bar = 0.51; break; case 828: bar = 0.5; break; case 829: bar = 0.5; break; case 830: bar = 0.5; break; case 831: bar = 0.5; break; case 832: bar = 0.5; break; case 833: bar = 0.5; break; case 834: bar = 0.5; break; case 835: bar = 0.49; break; case 836: bar = 0.49; break; case 837: bar = 0.49; break; case 838: bar = 0.49; break; case 839: bar = 0.49; break; case 840: bar = 0.49; break; case 841: bar = 0.48; break; case 842: bar = 0.48; break; case 843: bar = 0.48; break; case 844: bar = 0.48; break; case 845: bar = 0.48; break; case 846: bar = 0.48; break; case 847: bar = 0.48; break; case 848: bar = 0.47; break; case 849: bar = 0.47; break; case 850: bar = 0.47; break; case 851: bar = 0.47; break; case 852: bar = 0.47; break; case 853: bar = 0.47; break; case 854: bar = 0.47; break; case 855: bar = 0.46; break; case 856: bar = 0.46; break; case 857: bar = 0.46; break; case 858: bar = 0.46; break; case 859: bar = 0.46; break; case 860: bar = 0.46; break; case 861: bar = 0.46; break; case 862: bar = 0.45; break; case 863: bar = 0.45; break; case 864: bar = 0.45; break; case 865: bar = 0.45; break; case 866: bar = 0.45; break; case 867: bar = 0.45; break; case 868: bar = 0.45; break; case 869: bar = 0.44; break; case 870: bar = 0.44; break; case 871: bar = 0.44; break; case 872: bar = 0.44; break; case 873: bar = 0.44; break; case 874: bar = 0.44; break; case 875: bar = 0.44; break; case 876: bar = 0.43; break; case 877: bar = 0.43; break; case 878: bar = 0.43; break; case 879: bar = 0.43; break; case 880: bar = 0.43; break; case 881: bar = 0.43; break; case 882: bar = 0.43; break; case 883: bar = 0.42; break; case 884: bar = 0.42; break; case 885: bar = 0.42; break; case 886: bar = 0.42; break; case 887: bar = 0.42; break; case 888: bar = 0.42; break; case 889: bar = 0.42; break; case 890: bar = 0.41; break; case 891: bar = 0.41; break; case 892: bar = 0.41; break; case 893: bar = 0.41; break; case 894: bar = 0.41; break; case 895: bar = 0.41; break; case 896: bar = 0.41; break; case 897: bar = 0.41; break; case 898: bar = 0.4; break; case 899: bar = 0.4; break; case 900: bar = 0.4; break; case 901: bar = 0.4; break; case 902: bar = 0.4; break; case 903: bar = 0.4; break; case 904: bar = 0.4; break; case 905: bar = 0.39; break; case 906: bar = 0.39; break; case 907: bar = 0.39; break; case 908: bar = 0.39; break; case 909: bar = 0.39; break; case 910: bar = 0.39; break; case 911: bar = 0.39; break; case 912: bar = 0.39; break; case 913: bar = 0.38; break; case 914: bar = 0.38; break; case 915: bar = 0.38; break; case 916: bar = 0.38; break; case 917: bar = 0.38; break; case 918: bar = 0.38; break; case 919: bar = 0.38; break; case 920: bar = 0.38; break; case 921: bar = 0.37; break; case 922: bar = 0.37; break; case 923: bar = 0.37; break; case 924: bar = 0.37; break; case 925: bar = 0.37; break; case 926: bar = 0.37; break; case 927: bar = 0.37; break; case 928: bar = 0.37; break; case 929: bar = 0.36; break; case 930: bar = 0.36; break; case 931: bar = 0.36; break; case 932: bar = 0.36; break; case 933: bar = 0.36; break; case 934: bar = 0.36; break; case 935: bar = 0.36; break; case 936: bar = 0.36; break; case 937: bar = 0.35; break; case 938: bar = 0.35; break; case 939: bar = 0.35; break; case 940: bar = 0.35; break; case 941: bar = 0.35; break; case 942: bar = 0.35; break; case 943: bar = 0.35; break; case 944: bar = 0.35; break; case 945: bar = 0.34; break; case 946: bar = 0.34; break; case 947: bar = 0.34; break; case 948: bar = 0.34; break; case 949: bar = 0.34; break; case 950: bar = 0.34; break; case 951: bar = 0.34; break; case 952: bar = 0.34; break; case 953: bar = 0.33; break; case 954: bar = 0.33; break; case 955: bar = 0.33; break; case 956: bar = 0.33; break; case 957: bar = 0.33; break; case 958: bar = 0.33; break; case 959: bar = 0.33; break; case 960: bar = 0.33; break; case 961: bar = 0.32; break; case 962: bar = 0.32; break; case 963: bar = 0.32; break; case 964: bar = 0.32; break; case 965: bar = 0.32; break; case 966: bar = 0.32; break; case 967: bar = 0.32; break; case 968: bar = 0.32; break; case 969: bar = 0.32; break; case 970: bar = 0.31; break; case 971: bar = 0.31; break; case 972: bar = 0.31; break; case 973: bar = 0.31; break; case 974: bar = 0.31; break; case 975: bar = 0.31; break; case 976: bar = 0.31; break; case 977: bar = 0.31; break; case 978: bar = 0.3; break; case 979: bar = 0.3; break; case 980: bar = 0.3; break; case 981: bar = 0.3; break; case 982: bar = 0.3; break; case 983: bar = 0.3; break; case 984: bar = 0.3; break; case 985: bar = 0.3; break; case 986: bar = 0.3; break; case 987: bar = 0.29; break; case 988: bar = 0.29; break; case 989: bar = 0.29; break; case 990: bar = 0.29; break; case 991: bar = 0.29; break; case 992: bar = 0.29; break; case 993: bar = 0.29; break; case 994: bar = 0.29; break; case 995: bar = 0.29; break; case 996: bar = 0.28; break; case 997: bar = 0.28; break; case 998: bar = 0.28; break; case 999: bar = 0.28; break; case 1000: bar = 0.28; break; case 1001: bar = 0.28; break; case 1002: bar = 0.28; break; case 1003: bar = 0.28; break; case 1004: bar = 0.28; break; case 1005: bar = 0.27; break; case 1006: bar = 0.27; break; case 1007: bar = 0.27; break; case 1008: bar = 0.27; break; case 1009: bar = 0.27; break; case 1010: bar = 0.27; break; case 1011: bar = 0.27; break; case 1012: bar = 0.27; break; case 1013: bar = 0.27; break; case 1014: bar = 0.26; break; case 1015: bar = 0.26; break; case 1016: bar = 0.26; break; case 1017: bar = 0.26; break; case 1018: bar = 0.26; break; case 1019: bar = 0.26; break; case 1020: bar = 0.26; break; case 1021: bar = 0.26; break; case 1022: bar = 0.26; break; case 1023: bar = 0.26; break; case 1024: bar = 0.25; break;
case 79: bar = 9.3; break; | case 79: bar = 9.3; break; case 80: bar = 9.19; break; case 81: bar = 9.09; break; case 82: bar = 9; break; case 83: bar = 8.9; break; case 84: bar = 8.81; break; case 85: bar = 8.71; break; case 86: bar = 8.62; break; case 87: bar = 8.53; break; case 88: bar = 8.45; break; case 89: bar = 8.36; break; case 90: bar = 8.28; break; case 91: bar = 8.2; break; case 92: bar = 8.12; break; case 93: bar = 8.04; break; case 94: bar = 7.96; break; case 95: bar = 7.89; break; case 96: bar = 7.81; break; case 97: bar = 7.74; break; case 98: bar = 7.67; break; case 99: bar = 7.6; break; case 100: bar = 7.53; break; case 101: bar = 7.46; break; case 102: bar = 7.4; break; case 103: bar = 7.33; break; case 104: bar = 7.27; break; case 105: bar = 7.2; break; case 106: bar = 7.14; break; case 107: bar = 7.08; break; case 108: bar = 7.02; break; case 109: bar = 6.96; break; case 110: bar = 6.9; break; case 111: bar = 6.85; break; case 112: bar = 6.79; break; case 113: bar = 6.74; break; case 114: bar = 6.68; break; case 115: bar = 6.63; break; case 116: bar = 6.57; break; case 117: bar = 6.52; break; case 118: bar = 6.47; break; case 119: bar = 6.42; break; case 120: bar = 6.37; break; case 121: bar = 6.32; break; case 122: bar = 6.27; break; case 123: bar = 6.23; break; case 124: bar = 6.18; break; case 125: bar = 6.13; break; case 126: bar = 6.09; break; case 127: bar = 6.04; break; case 128: bar = 6; break; case 129: bar = 5.95; break; case 130: bar = 5.91; break; case 131: bar = 5.87; break; case 132: bar = 5.83; break; case 133: bar = 5.79; break; case 134: bar = 5.75; break; case 135: bar = 5.71; break; case 136: bar = 5.67; break; case 137: bar = 5.63; break; case 138: bar = 5.59; break; case 139: bar = 5.55; break; case 140: bar = 5.51; break; case 141: bar = 5.47; break; case 142: bar = 5.44; break; case 143: bar = 5.4; break; case 144: bar = 5.37; break; case 145: bar = 5.33; break; case 146: bar = 5.3; break; case 147: bar = 5.26; break; case 148: bar = 5.23; break; case 149: bar = 5.19; break; case 150: bar = 5.16; break; case 151: bar = 5.13; break; case 152: bar = 5.09; break; case 153: bar = 5.06; break; case 154: bar = 5.03; break; case 155: bar = 5; break; case 156: bar = 4.97; break; case 157: bar = 4.94; break; case 158: bar = 4.91; break; case 159: bar = 4.88; break; case 160: bar = 4.85; break; case 161: bar = 4.82; break; case 162: bar = 4.79; break; case 163: bar = 4.76; break; case 164: bar = 4.73; break; case 165: bar = 4.7; break; case 166: bar = 4.68; break; case 167: bar = 4.65; break; case 168: bar = 4.62; break; case 169: bar = 4.59; break; case 170: bar = 4.57; break; case 171: bar = 4.54; break; case 172: bar = 4.52; break; case 173: bar = 4.49; break; case 174: bar = 4.46; break; case 175: bar = 4.44; break; case 176: bar = 4.41; break; case 177: bar = 4.39; break; case 178: bar = 4.36; break; case 179: bar = 4.34; break; case 180: bar = 4.32; break; case 181: bar = 4.29; break; case 182: bar = 4.27; break; case 183: bar = 4.25; break; case 184: bar = 4.22; break; case 185: bar = 4.2; break; case 186: bar = 4.18; break; case 187: bar = 4.15; break; case 188: bar = 4.13; break; case 189: bar = 4.11; break; case 190: bar = 4.09; break; case 191: bar = 4.07; break; case 192: bar = 4.05; break; case 193: bar = 4.02; break; case 194: bar = 4; break; case 195: bar = 3.98; break; case 196: bar = 3.96; break; case 197: bar = 3.94; break; case 198: bar = 3.92; break; case 199: bar = 3.9; break; case 200: bar = 3.88; break; case 201: bar = 3.86; break; case 202: bar = 3.84; break; case 203: bar = 3.82; break; case 204: bar = 3.8; break; case 205: bar = 3.78; break; case 206: bar = 3.77; break; case 207: bar = 3.75; break; case 208: bar = 3.73; break; case 209: bar = 3.71; break; case 210: bar = 3.69; break; case 211: bar = 3.67; break; case 212: bar = 3.66; break; case 213: bar = 3.64; break; case 214: bar = 3.62; break; case 215: bar = 3.6; break; case 216: bar = 3.59; break; case 217: bar = 3.57; break; case 218: bar = 3.55; break; case 219: bar = 3.53; break; case 220: bar = 3.52; break; case 221: bar = 3.5; break; case 222: bar = 3.48; break; case 223: bar = 3.47; break; case 224: bar = 3.45; break; case 225: bar = 3.44; break; case 226: bar = 3.42; break; case 227: bar = 3.4; break; case 228: bar = 3.39; break; case 229: bar = 3.37; break; case 230: bar = 3.36; break; case 231: bar = 3.34; break; case 232: bar = 3.33; break; case 233: bar = 3.31; break; case 234: bar = 3.3; break; case 235: bar = 3.28; break; case 236: bar = 3.27; break; case 237: bar = 3.25; break; case 238: bar = 3.24; break; case 239: bar = 3.22; break; case 240: bar = 3.21; break; case 241: bar = 3.19; break; case 242: bar = 3.18; break; case 243: bar = 3.17; break; case 244: bar = 3.15; break; case 245: bar = 3.14; break; case 246: bar = 3.12; break; case 247: bar = 3.11; break; case 248: bar = 3.1; break; case 249: bar = 3.08; break; case 250: bar = 3.07; break; case 251: bar = 3.06; break; case 252: bar = 3.04; break; case 253: bar = 3.03; break; case 254: bar = 3.02; break; case 255: bar = 3.01; break; case 256: bar = 2.99; break; case 257: bar = 2.98; break; case 258: bar = 2.97; break; case 259: bar = 2.96; break; case 260: bar = 2.94; break; case 261: bar = 2.93; break; case 262: bar = 2.92; break; case 263: bar = 2.91; break; case 264: bar = 2.89; break; case 265: bar = 2.88; break; case 266: bar = 2.87; break; case 267: bar = 2.86; break; case 268: bar = 2.85; break; case 269: bar = 2.83; break; case 270: bar = 2.82; break; case 271: bar = 2.81; break; case 272: bar = 2.8; break; case 273: bar = 2.79; break; case 274: bar = 2.78; break; case 275: bar = 2.77; break; case 276: bar = 2.76; break; case 277: bar = 2.74; break; case 278: bar = 2.73; break; case 279: bar = 2.72; break; case 280: bar = 2.71; break; case 281: bar = 2.7; break; case 282: bar = 2.69; break; case 283: bar = 2.68; break; case 284: bar = 2.67; break; case 285: bar = 2.66; break; case 286: bar = 2.65; break; case 287: bar = 2.64; break; case 288: bar = 2.63; break; case 289: bar = 2.62; break; case 290: bar = 2.61; break; case 291: bar = 2.6; break; case 292: bar = 2.59; break; case 293: bar = 2.58; break; case 294: bar = 2.57; break; case 295: bar = 2.56; break; case 296: bar = 2.55; break; case 297: bar = 2.54; break; case 298: bar = 2.53; break; case 299: bar = 2.52; break; case 300: bar = 2.51; break; case 301: bar = 2.5; break; case 302: bar = 2.49; break; case 303: bar = 2.48; break; case 304: bar = 2.47; break; case 305: bar = 2.46; break; case 306: bar = 2.45; break; case 307: bar = 2.44; break; case 308: bar = 2.43; break; case 309: bar = 2.42; break; case 310: bar = 2.41; break; case 311: bar = 2.41; break; case 312: bar = 2.4; break; case 313: bar = 2.39; break; case 314: bar = 2.38; break; case 315: bar = 2.37; break; case 316: bar = 2.36; break; case 317: bar = 2.35; break; case 318: bar = 2.34; break; case 319: bar = 2.34; break; case 320: bar = 2.33; break; case 321: bar = 2.32; break; case 322: bar = 2.31; break; case 323: bar = 2.3; break; case 324: bar = 2.29; break; case 325: bar = 2.28; break; case 326: bar = 2.28; break; case 327: bar = 2.27; break; case 328: bar = 2.26; break; case 329: bar = 2.25; break; case 330: bar = 2.24; break; case 331: bar = 2.24; break; case 332: bar = 2.23; break; case 333: bar = 2.22; break; case 334: bar = 2.21; break; case 335: bar = 2.2; break; case 336: bar = 2.2; break; case 337: bar = 2.19; break; case 338: bar = 2.18; break; case 339: bar = 2.17; break; case 340: bar = 2.17; break; case 341: bar = 2.16; break; case 342: bar = 2.15; break; case 343: bar = 2.14; break; case 344: bar = 2.13; break; case 345: bar = 2.13; break; case 346: bar = 2.12; break; case 347: bar = 2.11; break; case 348: bar = 2.11; break; case 349: bar = 2.1; break; case 350: bar = 2.09; break; case 351: bar = 2.08; break; case 352: bar = 2.08; break; case 353: bar = 2.07; break; case 354: bar = 2.06; break; case 355: bar = 2.05; break; case 356: bar = 2.05; break; case 357: bar = 2.04; break; case 358: bar = 2.03; break; case 359: bar = 2.03; break; case 360: bar = 2.02; break; case 361: bar = 2.01; break; case 362: bar = 2.01; break; case 363: bar = 2; break; case 364: bar = 1.99; break; case 365: bar = 1.99; break; case 366: bar = 1.98; break; case 367: bar = 1.97; break; case 368: bar = 1.97; break; case 369: bar = 1.96; break; case 370: bar = 1.95; break; case 371: bar = 1.95; break; case 372: bar = 1.94; break; case 373: bar = 1.93; break; case 374: bar = 1.93; break; case 375: bar = 1.92; break; case 376: bar = 1.91; break; case 377: bar = 1.91; break; case 378: bar = 1.9; break; case 379: bar = 1.89; break; case 380: bar = 1.89; break; case 381: bar = 1.88; break; case 382: bar = 1.88; break; case 383: bar = 1.87; break; case 384: bar = 1.86; break; case 385: bar = 1.86; break; case 386: bar = 1.85; break; case 387: bar = 1.85; break; case 388: bar = 1.84; break; case 389: bar = 1.83; break; case 390: bar = 1.83; break; case 391: bar = 1.82; break; case 392: bar = 1.82; break; case 393: bar = 1.81; break; case 394: bar = 1.8; break; case 395: bar = 1.8; break; case 396: bar = 1.79; break; case 397: bar = 1.79; break; case 398: bar = 1.78; break; case 399: bar = 1.77; break; case 400: bar = 1.77; break; case 401: bar = 1.76; break; case 402: bar = 1.76; break; case 403: bar = 1.75; break; case 404: bar = 1.75; break; case 405: bar = 1.74; break; case 406: bar = 1.73; break; case 407: bar = 1.73; break; case 408: bar = 1.72; break; case 409: bar = 1.72; break; case 410: bar = 1.71; break; case 411: bar = 1.71; break; case 412: bar = 1.7; break; case 413: bar = 1.7; break; case 414: bar = 1.69; break; case 415: bar = 1.69; break; case 416: bar = 1.68; break; case 417: bar = 1.67; break; case 418: bar = 1.67; break; case 419: bar = 1.66; break; case 420: bar = 1.66; break; case 421: bar = 1.65; break; case 422: bar = 1.65; break; case 423: bar = 1.64; break; case 424: bar = 1.64; break; case 425: bar = 1.63; break; case 426: bar = 1.63; break; case 427: bar = 1.62; break; case 428: bar = 1.62; break; case 429: bar = 1.61; break; case 430: bar = 1.61; break; case 431: bar = 1.6; break; case 432: bar = 1.6; break; case 433: bar = 1.59; break; case 434: bar = 1.59; break; case 435: bar = 1.58; break; case 436: bar = 1.58; break; case 437: bar = 1.57; break; case 438: bar = 1.57; break; case 439: bar = 1.56; break; case 440: bar = 1.56; break; case 441: bar = 1.55; break; case 442: bar = 1.55; break; case 443: bar = 1.54; break; case 444: bar = 1.54; break; case 445: bar = 1.53; break; case 446: bar = 1.53; break; case 447: bar = 1.53; break; case 448: bar = 1.52; break; case 449: bar = 1.52; break; case 450: bar = 1.51; break; case 451: bar = 1.51; break; case 452: bar = 1.5; break; case 453: bar = 1.5; break; case 454: bar = 1.49; break; case 455: bar = 1.49; break; case 456: bar = 1.48; break; case 457: bar = 1.48; break; case 458: bar = 1.47; break; case 459: bar = 1.47; break; case 460: bar = 1.47; break; case 461: bar = 1.46; break; case 462: bar = 1.46; break; case 463: bar = 1.45; break; case 464: bar = 1.45; break; case 465: bar = 1.44; break; case 466: bar = 1.44; break; case 467: bar = 1.44; break; case 468: bar = 1.43; break; case 469: bar = 1.43; break; case 470: bar = 1.42; break; case 471: bar = 1.42; break; case 472: bar = 1.41; break; case 473: bar = 1.41; break; case 474: bar = 1.41; break; case 475: bar = 1.4; break; case 476: bar = 1.4; break; case 477: bar = 1.39; break; case 478: bar = 1.39; break; case 479: bar = 1.38; break; case 480: bar = 1.38; break; case 481: bar = 1.38; break; case 482: bar = 1.37; break; case 483: bar = 1.37; break; case 484: bar = 1.36; break; case 485: bar = 1.36; break; case 486: bar = 1.36; break; case 487: bar = 1.35; break; case 488: bar = 1.35; break; case 489: bar = 1.34; break; case 490: bar = 1.34; break; case 491: bar = 1.34; break; case 492: bar = 1.33; break; case 493: bar = 1.33; break; case 494: bar = 1.32; break; case 495: bar = 1.32; break; case 496: bar = 1.32; break; case 497: bar = 1.31; break; case 498: bar = 1.31; break; case 499: bar = 1.3; break; case 500: bar = 1.3; break; case 501: bar = 1.3; break; case 502: bar = 1.29; break; case 503: bar = 1.29; break; case 504: bar = 1.29; break; case 505: bar = 1.28; break; case 506: bar = 1.28; break; case 507: bar = 1.27; break; case 508: bar = 1.27; break; case 509: bar = 1.27; break; case 510: bar = 1.26; break; case 511: bar = 1.26; break; case 512: bar = 1.26; break; case 513: bar = 1.25; break; case 514: bar = 1.25; break; case 515: bar = 1.24; break; case 516: bar = 1.24; break; case 517: bar = 1.24; break; case 518: bar = 1.23; break; case 519: bar = 1.23; break; case 520: bar = 1.23; break; case 521: bar = 1.22; break; case 522: bar = 1.22; break; case 523: bar = 1.22; break; case 524: bar = 1.21; break; case 525: bar = 1.21; break; case 526: bar = 1.21; break; case 527: bar = 1.2; break; case 528: bar = 1.2; break; case 529: bar = 1.2; break; case 530: bar = 1.19; break; case 531: bar = 1.19; break; case 532: bar = 1.18; break; case 533: bar = 1.18; break; case 534: bar = 1.18; break; case 535: bar = 1.17; break; case 536: bar = 1.17; break; case 537: bar = 1.17; break; case 538: bar = 1.16; break; case 539: bar = 1.16; break; case 540: bar = 1.16; break; case 541: bar = 1.15; break; case 542: bar = 1.15; break; case 543: bar = 1.15; break; case 544: bar = 1.14; break; case 545: bar = 1.14; break; case 546: bar = 1.14; break; case 547: bar = 1.13; break; case 548: bar = 1.13; break; case 549: bar = 1.13; break; case 550: bar = 1.12; break; case 551: bar = 1.12; break; case 552: bar = 1.12; break; case 553: bar = 1.12; break; case 554: bar = 1.11; break; case 555: bar = 1.11; break; case 556: bar = 1.11; break; case 557: bar = 1.1; break; case 558: bar = 1.1; break; case 559: bar = 1.1; break; case 560: bar = 1.09; break; case 561: bar = 1.09; break; case 562: bar = 1.09; break; case 563: bar = 1.08; break; case 564: bar = 1.08; break; case 565: bar = 1.08; break; case 566: bar = 1.07; break; case 567: bar = 1.07; break; case 568: bar = 1.07; break; case 569: bar = 1.07; break; case 570: bar = 1.06; break; case 571: bar = 1.06; break; case 572: bar = 1.06; break; case 573: bar = 1.05; break; case 574: bar = 1.05; break; case 575: bar = 1.05; break; case 576: bar = 1.04; break; case 577: bar = 1.04; break; case 578: bar = 1.04; break; case 579: bar = 1.04; break; case 580: bar = 1.03; break; case 581: bar = 1.03; break; case 582: bar = 1.03; break; case 583: bar = 1.02; break; case 584: bar = 1.02; break; case 585: bar = 1.02; break; case 586: bar = 1.02; break; case 587: bar = 1.01; break; case 588: bar = 1.01; break; case 589: bar = 1.01; break; case 590: bar = 1; break; case 591: bar = 1; break; case 592: bar = 1; break; case 593: bar = 1; break; case 594: bar = 0.99; break; case 595: bar = 0.99; break; case 596: bar = 0.99; break; case 597: bar = 0.98; break; case 598: bar = 0.98; break; case 599: bar = 0.98; break; case 600: bar = 0.98; break; case 601: bar = 0.97; break; case 602: bar = 0.97; break; case 603: bar = 0.97; break; case 604: bar = 0.96; break; case 605: bar = 0.96; break; case 606: bar = 0.96; break; case 607: bar = 0.96; break; case 608: bar = 0.95; break; case 609: bar = 0.95; break; case 610: bar = 0.95; break; case 611: bar = 0.95; break; case 612: bar = 0.94; break; case 613: bar = 0.94; break; case 614: bar = 0.94; break; case 615: bar = 0.94; break; case 616: bar = 0.93; break; case 617: bar = 0.93; break; case 618: bar = 0.93; break; case 619: bar = 0.92; break; case 620: bar = 0.92; break; case 621: bar = 0.92; break; case 622: bar = 0.92; break; case 623: bar = 0.91; break; case 624: bar = 0.91; break; case 625: bar = 0.91; break; case 626: bar = 0.91; break; case 627: bar = 0.9; break; case 628: bar = 0.9; break; case 629: bar = 0.9; break; case 630: bar = 0.9; break; case 631: bar = 0.89; break; case 632: bar = 0.89; break; case 633: bar = 0.89; break; case 634: bar = 0.89; break; case 635: bar = 0.88; break; case 636: bar = 0.88; break; case 637: bar = 0.88; break; case 638: bar = 0.88; break; case 639: bar = 0.87; break; case 640: bar = 0.87; break; case 641: bar = 0.87; break; case 642: bar = 0.87; break; case 643: bar = 0.86; break; case 644: bar = 0.86; break; case 645: bar = 0.86; break; case 646: bar = 0.86; break; case 647: bar = 0.85; break; case 648: bar = 0.85; break; case 649: bar = 0.85; break; case 650: bar = 0.85; break; case 651: bar = 0.84; break; case 652: bar = 0.84; break; case 653: bar = 0.84; break; case 654: bar = 0.84; break; case 655: bar = 0.84; break; case 656: bar = 0.83; break; case 657: bar = 0.83; break; case 658: bar = 0.83; break; case 659: bar = 0.83; break; case 660: bar = 0.82; break; case 661: bar = 0.82; break; case 662: bar = 0.82; break; case 663: bar = 0.82; break; case 664: bar = 0.81; break; case 665: bar = 0.81; break; case 666: bar = 0.81; break; case 667: bar = 0.81; break; case 668: bar = 0.81; break; case 669: bar = 0.8; break; case 670: bar = 0.8; break; case 671: bar = 0.8; break; case 672: bar = 0.8; break; case 673: bar = 0.79; break; case 674: bar = 0.79; break; case 675: bar = 0.79; break; case 676: bar = 0.79; break; case 677: bar = 0.78; break; case 678: bar = 0.78; break; case 679: bar = 0.78; break; case 680: bar = 0.78; break; case 681: bar = 0.78; break; case 682: bar = 0.77; break; case 683: bar = 0.77; break; case 684: bar = 0.77; break; case 685: bar = 0.77; break; case 686: bar = 0.77; break; case 687: bar = 0.76; break; case 688: bar = 0.76; break; case 689: bar = 0.76; break; case 690: bar = 0.76; break; case 691: bar = 0.75; break; case 692: bar = 0.75; break; case 693: bar = 0.75; break; case 694: bar = 0.75; break; case 695: bar = 0.75; break; case 696: bar = 0.74; break; case 697: bar = 0.74; break; case 698: bar = 0.74; break; case 699: bar = 0.74; break; case 700: bar = 0.74; break; case 701: bar = 0.73; break; case 702: bar = 0.73; break; case 703: bar = 0.73; break; case 704: bar = 0.73; break; case 705: bar = 0.72; break; case 706: bar = 0.72; break; case 707: bar = 0.72; break; case 708: bar = 0.72; break; case 709: bar = 0.72; break; case 710: bar = 0.71; break; case 711: bar = 0.71; break; case 712: bar = 0.71; break; case 713: bar = 0.71; break; case 714: bar = 0.71; break; case 715: bar = 0.7; break; case 716: bar = 0.7; break; case 717: bar = 0.7; break; case 718: bar = 0.7; break; case 719: bar = 0.7; break; case 720: bar = 0.69; break; case 721: bar = 0.69; break; case 722: bar = 0.69; break; case 723: bar = 0.69; break; case 724: bar = 0.69; break; case 725: bar = 0.68; break; case 726: bar = 0.68; break; case 727: bar = 0.68; break; case 728: bar = 0.68; break; case 729: bar = 0.68; break; case 730: bar = 0.67; break; case 731: bar = 0.67; break; case 732: bar = 0.67; break; case 733: bar = 0.67; break; case 734: bar = 0.67; break; case 735: bar = 0.67; break; case 736: bar = 0.66; break; case 737: bar = 0.66; break; case 738: bar = 0.66; break; case 739: bar = 0.66; break; case 740: bar = 0.66; break; case 741: bar = 0.65; break; case 742: bar = 0.65; break; case 743: bar = 0.65; break; case 744: bar = 0.65; break; case 745: bar = 0.65; break; case 746: bar = 0.64; break; case 747: bar = 0.64; break; case 748: bar = 0.64; break; case 749: bar = 0.64; break; case 750: bar = 0.64; break; case 751: bar = 0.64; break; case 752: bar = 0.63; break; case 753: bar = 0.63; break; case 754: bar = 0.63; break; case 755: bar = 0.63; break; case 756: bar = 0.63; break; case 757: bar = 0.62; break; case 758: bar = 0.62; break; case 759: bar = 0.62; break; case 760: bar = 0.62; break; case 761: bar = 0.62; break; case 762: bar = 0.61; break; case 763: bar = 0.61; break; case 764: bar = 0.61; break; case 765: bar = 0.61; break; case 766: bar = 0.61; break; case 767: bar = 0.61; break; case 768: bar = 0.6; break; case 769: bar = 0.6; break; case 770: bar = 0.6; break; case 771: bar = 0.6; break; case 772: bar = 0.6; break; case 773: bar = 0.6; break; case 774: bar = 0.59; break; case 775: bar = 0.59; break; case 776: bar = 0.59; break; case 777: bar = 0.59; break; case 778: bar = 0.59; break; case 779: bar = 0.59; break; case 780: bar = 0.58; break; case 781: bar = 0.58; break; case 782: bar = 0.58; break; case 783: bar = 0.58; break; case 784: bar = 0.58; break; case 785: bar = 0.57; break; case 786: bar = 0.57; break; case 787: bar = 0.57; break; case 788: bar = 0.57; break; case 789: bar = 0.57; break; case 790: bar = 0.57; break; case 791: bar = 0.56; break; case 792: bar = 0.56; break; case 793: bar = 0.56; break; case 794: bar = 0.56; break; case 795: bar = 0.56; break; case 796: bar = 0.56; break; case 797: bar = 0.55; break; case 798: bar = 0.55; break; case 799: bar = 0.55; break; case 800: bar = 0.55; break; case 801: bar = 0.55; break; case 802: bar = 0.55; break; case 803: bar = 0.54; break; case 804: bar = 0.54; break; case 805: bar = 0.54; break; case 806: bar = 0.54; break; case 807: bar = 0.54; break; case 808: bar = 0.54; break; case 809: bar = 0.53; break; case 810: bar = 0.53; break; case 811: bar = 0.53; break; case 812: bar = 0.53; break; case 813: bar = 0.53; break; case 814: bar = 0.53; break; case 815: bar = 0.53; break; case 816: bar = 0.52; break; case 817: bar = 0.52; break; case 818: bar = 0.52; break; case 819: bar = 0.52; break; case 820: bar = 0.52; break; case 821: bar = 0.52; break; case 822: bar = 0.51; break; case 823: bar = 0.51; break; case 824: bar = 0.51; break; case 825: bar = 0.51; break; case 826: bar = 0.51; break; case 827: bar = 0.51; break; case 828: bar = 0.5; break; case 829: bar = 0.5; break; case 830: bar = 0.5; break; case 831: bar = 0.5; break; case 832: bar = 0.5; break; case 833: bar = 0.5; break; case 834: bar = 0.5; break; case 835: bar = 0.49; break; case 836: bar = 0.49; break; case 837: bar = 0.49; break; case 838: bar = 0.49; break; case 839: bar = 0.49; break; case 840: bar = 0.49; break; case 841: bar = 0.48; break; case 842: bar = 0.48; break; case 843: bar = 0.48; break; case 844: bar = 0.48; break; case 845: bar = 0.48; break; case 846: bar = 0.48; break; case 847: bar = 0.48; break; case 848: bar = 0.47; break; case 849: bar = 0.47; break; case 850: bar = 0.47; break; case 851: bar = 0.47; break; case 852: bar = 0.47; break; case 853: bar = 0.47; break; case 854: bar = 0.47; break; case 855: bar = 0.46; break; case 856: bar = 0.46; break; case 857: bar = 0.46; break; case 858: bar = 0.46; break; case 859: bar = 0.46; break; case 860: bar = 0.46; break; case 861: bar = 0.46; break; case 862: bar = 0.45; break; case 863: bar = 0.45; break; case 864: bar = 0.45; break; case 865: bar = 0.45; break; case 866: bar = 0.45; break; case 867: bar = 0.45; break; case 868: bar = 0.45; break; case 869: bar = 0.44; break; case 870: bar = 0.44; break; case 871: bar = 0.44; break; case 872: bar = 0.44; break; case 873: bar = 0.44; break; case 874: bar = 0.44; break; case 875: bar = 0.44; break; case 876: bar = 0.43; break; case 877: bar = 0.43; break; case 878: bar = 0.43; break; case 879: bar = 0.43; break; case 880: bar = 0.43; break; case 881: bar = 0.43; break; case 882: bar = 0.43; break; case 883: bar = 0.42; break; case 884: bar = 0.42; break; case 885: bar = 0.42; break; case 886: bar = 0.42; break; case 887: bar = 0.42; break; case 888: bar = 0.42; break; case 889: bar = 0.42; break; case 890: bar = 0.41; break; case 891: bar = 0.41; break; case 892: bar = 0.41; break; case 893: bar = 0.41; break; case 894: bar = 0.41; break; case 895: bar = 0.41; break; case 896: bar = 0.41; break; case 897: bar = 0.41; break; case 898: bar = 0.4; break; case 899: bar = 0.4; break; case 900: bar = 0.4; break; case 901: bar = 0.4; break; case 902: bar = 0.4; break; case 903: bar = 0.4; break; case 904: bar = 0.4; break; case 905: bar = 0.39; break; case 906: bar = 0.39; break; case 907: bar = 0.39; break; case 908: bar = 0.39; break; case 909: bar = 0.39; break; case 910: bar = 0.39; break; case 911: bar = 0.39; break; case 912: bar = 0.39; break; case 913: bar = 0.38; break; case 914: bar = 0.38; break; case 915: bar = 0.38; break; case 916: bar = 0.38; break; case 917: bar = 0.38; break; case 918: bar = 0.38; break; case 919: bar = 0.38; break; case 920: bar = 0.38; break; case 921: bar = 0.37; break; case 922: bar = 0.37; break; case 923: bar = 0.37; break; case 924: bar = 0.37; break; case 925: bar = 0.37; break; case 926: bar = 0.37; break; case 927: bar = 0.37; break; case 928: bar = 0.37; break; case 929: bar = 0.36; break; case 930: bar = 0.36; break; case 931: bar = 0.36; break; case 932: bar = 0.36; break; case 933: bar = 0.36; break; case 934: bar = 0.36; break; case 935: bar = 0.36; break; case 936: bar = 0.36; break; case 937: bar = 0.35; break; case 938: bar = 0.35; break; case 939: bar = 0.35; break; case 940: bar = 0.35; break; case 941: bar = 0.35; break; case 942: bar = 0.35; break; case 943: bar = 0.35; break; case 944: bar = 0.35; break; case 945: bar = 0.34; break; case 946: bar = 0.34; break; case 947: bar = 0.34; break; case 948: bar = 0.34; break; case 949: bar = 0.34; break; case 950: bar = 0.34; break; case 951: bar = 0.34; break; case 952: bar = 0.34; break; case 953: bar = 0.33; break; case 954: bar = 0.33; break; case 955: bar = 0.33; break; case 956: bar = 0.33; break; case 957: bar = 0.33; break; case 958: bar = 0.33; break; case 959: bar = 0.33; break; case 960: bar = 0.33; break; case 961: bar = 0.32; break; case 962: bar = 0.32; break; case 963: bar = 0.32; break; case 964: bar = 0.32; break; case 965: bar = 0.32; break; case 966: bar = 0.32; break; case 967: bar = 0.32; break; case 968: bar = 0.32; break; case 969: bar = 0.32; break; case 970: bar = 0.31; break; case 971: bar = 0.31; break; case 972: bar = 0.31; break; case 973: bar = 0.31; break; case 974: bar = 0.31; break; case 975: bar = 0.31; break; case 976: bar = 0.31; break; case 977: bar = 0.31; break; case 978: bar = 0.3; break; case 979: bar = 0.3; break; case 980: bar = 0.3; break; case 981: bar = 0.3; break; case 982: bar = 0.3; break; case 983: bar = 0.3; break; case 984: bar = 0.3; break; case 985: bar = 0.3; break; case 986: bar = 0.3; break; case 987: bar = 0.29; break; case 988: bar = 0.29; break; case 989: bar = 0.29; break; case 990: bar = 0.29; break; case 991: bar = 0.29; break; case 992: bar = 0.29; break; case 993: bar = 0.29; break; case 994: bar = 0.29; break; case 995: bar = 0.29; break; case 996: bar = 0.28; break; case 997: bar = 0.28; break; case 998: bar = 0.28; break; case 999: bar = 0.28; break; case 1000: bar = 0.28; break; case 1001: bar = 0.28; break; case 1002: bar = 0.28; break; case 1003: bar = 0.28; break; case 1004: bar = 0.28; break; case 1005: bar = 0.27; break; case 1006: bar = 0.27; break; case 1007: bar = 0.27; break; case 1008: bar = 0.27; break; case 1009: bar = 0.27; break; case 1010: bar = 0.27; break; case 1011: bar = 0.27; break; case 1012: bar = 0.27; break; case 1013: bar = 0.27; break; case 1014: bar = 0.26; break; case 1015: bar = 0.26; break; case 1016: bar = 0.26; break; case 1017: bar = 0.26; break; case 1018: bar = 0.26; break; case 1019: bar = 0.26; break; case 1020: bar = 0.26; break; case 1021: bar = 0.26; break; case 1022: bar = 0.26; break; case 1023: bar = 0.26; break; case 1024: bar = 0.25; break;
case 80: bar = 9.19; break; | case 80: bar = 9.19; break; case 81: bar = 9.09; break; case 82: bar = 9; break; case 83: bar = 8.9; break; case 84: bar = 8.81; break; case 85: bar = 8.71; break; case 86: bar = 8.62; break; case 87: bar = 8.53; break; case 88: bar = 8.45; break; case 89: bar = 8.36; break; case 90: bar = 8.28; break; case 91: bar = 8.2; break; case 92: bar = 8.12; break; case 93: bar = 8.04; break; case 94: bar = 7.96; break; case 95: bar = 7.89; break; case 96: bar = 7.81; break; case 97: bar = 7.74; break; case 98: bar = 7.67; break; case 99: bar = 7.6; break; case 100: bar = 7.53; break; case 101: bar = 7.46; break; case 102: bar = 7.4; break; case 103: bar = 7.33; break; case 104: bar = 7.27; break; case 105: bar = 7.2; break; case 106: bar = 7.14; break; case 107: bar = 7.08; break; case 108: bar = 7.02; break; case 109: bar = 6.96; break; case 110: bar = 6.9; break; case 111: bar = 6.85; break; case 112: bar = 6.79; break; case 113: bar = 6.74; break; case 114: bar = 6.68; break; case 115: bar = 6.63; break; case 116: bar = 6.57; break; case 117: bar = 6.52; break; case 118: bar = 6.47; break; case 119: bar = 6.42; break; case 120: bar = 6.37; break; case 121: bar = 6.32; break; case 122: bar = 6.27; break; case 123: bar = 6.23; break; case 124: bar = 6.18; break; case 125: bar = 6.13; break; case 126: bar = 6.09; break; case 127: bar = 6.04; break; case 128: bar = 6; break; case 129: bar = 5.95; break; case 130: bar = 5.91; break; case 131: bar = 5.87; break; case 132: bar = 5.83; break; case 133: bar = 5.79; break; case 134: bar = 5.75; break; case 135: bar = 5.71; break; case 136: bar = 5.67; break; case 137: bar = 5.63; break; case 138: bar = 5.59; break; case 139: bar = 5.55; break; case 140: bar = 5.51; break; case 141: bar = 5.47; break; case 142: bar = 5.44; break; case 143: bar = 5.4; break; case 144: bar = 5.37; break; case 145: bar = 5.33; break; case 146: bar = 5.3; break; case 147: bar = 5.26; break; case 148: bar = 5.23; break; case 149: bar = 5.19; break; case 150: bar = 5.16; break; case 151: bar = 5.13; break; case 152: bar = 5.09; break; case 153: bar = 5.06; break; case 154: bar = 5.03; break; case 155: bar = 5; break; case 156: bar = 4.97; break; case 157: bar = 4.94; break; case 158: bar = 4.91; break; case 159: bar = 4.88; break; case 160: bar = 4.85; break; case 161: bar = 4.82; break; case 162: bar = 4.79; break; case 163: bar = 4.76; break; case 164: bar = 4.73; break; case 165: bar = 4.7; break; case 166: bar = 4.68; break; case 167: bar = 4.65; break; case 168: bar = 4.62; break; case 169: bar = 4.59; break; case 170: bar = 4.57; break; case 171: bar = 4.54; break; case 172: bar = 4.52; break; case 173: bar = 4.49; break; case 174: bar = 4.46; break; case 175: bar = 4.44; break; case 176: bar = 4.41; break; case 177: bar = 4.39; break; case 178: bar = 4.36; break; case 179: bar = 4.34; break; case 180: bar = 4.32; break; case 181: bar = 4.29; break; case 182: bar = 4.27; break; case 183: bar = 4.25; break; case 184: bar = 4.22; break; case 185: bar = 4.2; break; case 186: bar = 4.18; break; case 187: bar = 4.15; break; case 188: bar = 4.13; break; case 189: bar = 4.11; break; case 190: bar = 4.09; break; case 191: bar = 4.07; break; case 192: bar = 4.05; break; case 193: bar = 4.02; break; case 194: bar = 4; break; case 195: bar = 3.98; break; case 196: bar = 3.96; break; case 197: bar = 3.94; break; case 198: bar = 3.92; break; case 199: bar = 3.9; break; case 200: bar = 3.88; break; case 201: bar = 3.86; break; case 202: bar = 3.84; break; case 203: bar = 3.82; break; case 204: bar = 3.8; break; case 205: bar = 3.78; break; case 206: bar = 3.77; break; case 207: bar = 3.75; break; case 208: bar = 3.73; break; case 209: bar = 3.71; break; case 210: bar = 3.69; break; case 211: bar = 3.67; break; case 212: bar = 3.66; break; case 213: bar = 3.64; break; case 214: bar = 3.62; break; case 215: bar = 3.6; break; case 216: bar = 3.59; break; case 217: bar = 3.57; break; case 218: bar = 3.55; break; case 219: bar = 3.53; break; case 220: bar = 3.52; break; case 221: bar = 3.5; break; case 222: bar = 3.48; break; case 223: bar = 3.47; break; case 224: bar = 3.45; break; case 225: bar = 3.44; break; case 226: bar = 3.42; break; case 227: bar = 3.4; break; case 228: bar = 3.39; break; case 229: bar = 3.37; break; case 230: bar = 3.36; break; case 231: bar = 3.34; break; case 232: bar = 3.33; break; case 233: bar = 3.31; break; case 234: bar = 3.3; break; case 235: bar = 3.28; break; case 236: bar = 3.27; break; case 237: bar = 3.25; break; case 238: bar = 3.24; break; case 239: bar = 3.22; break; case 240: bar = 3.21; break; case 241: bar = 3.19; break; case 242: bar = 3.18; break; case 243: bar = 3.17; break; case 244: bar = 3.15; break; case 245: bar = 3.14; break; case 246: bar = 3.12; break; case 247: bar = 3.11; break; case 248: bar = 3.1; break; case 249: bar = 3.08; break; case 250: bar = 3.07; break; case 251: bar = 3.06; break; case 252: bar = 3.04; break; case 253: bar = 3.03; break; case 254: bar = 3.02; break; case 255: bar = 3.01; break; case 256: bar = 2.99; break; case 257: bar = 2.98; break; case 258: bar = 2.97; break; case 259: bar = 2.96; break; case 260: bar = 2.94; break; case 261: bar = 2.93; break; case 262: bar = 2.92; break; case 263: bar = 2.91; break; case 264: bar = 2.89; break; case 265: bar = 2.88; break; case 266: bar = 2.87; break; case 267: bar = 2.86; break; case 268: bar = 2.85; break; case 269: bar = 2.83; break; case 270: bar = 2.82; break; case 271: bar = 2.81; break; case 272: bar = 2.8; break; case 273: bar = 2.79; break; case 274: bar = 2.78; break; case 275: bar = 2.77; break; case 276: bar = 2.76; break; case 277: bar = 2.74; break; case 278: bar = 2.73; break; case 279: bar = 2.72; break; case 280: bar = 2.71; break; case 281: bar = 2.7; break; case 282: bar = 2.69; break; case 283: bar = 2.68; break; case 284: bar = 2.67; break; case 285: bar = 2.66; break; case 286: bar = 2.65; break; case 287: bar = 2.64; break; case 288: bar = 2.63; break; case 289: bar = 2.62; break; case 290: bar = 2.61; break; case 291: bar = 2.6; break; case 292: bar = 2.59; break; case 293: bar = 2.58; break; case 294: bar = 2.57; break; case 295: bar = 2.56; break; case 296: bar = 2.55; break; case 297: bar = 2.54; break; case 298: bar = 2.53; break; case 299: bar = 2.52; break; case 300: bar = 2.51; break; case 301: bar = 2.5; break; case 302: bar = 2.49; break; case 303: bar = 2.48; break; case 304: bar = 2.47; break; case 305: bar = 2.46; break; case 306: bar = 2.45; break; case 307: bar = 2.44; break; case 308: bar = 2.43; break; case 309: bar = 2.42; break; case 310: bar = 2.41; break; case 311: bar = 2.41; break; case 312: bar = 2.4; break; case 313: bar = 2.39; break; case 314: bar = 2.38; break; case 315: bar = 2.37; break; case 316: bar = 2.36; break; case 317: bar = 2.35; break; case 318: bar = 2.34; break; case 319: bar = 2.34; break; case 320: bar = 2.33; break; case 321: bar = 2.32; break; case 322: bar = 2.31; break; case 323: bar = 2.3; break; case 324: bar = 2.29; break; case 325: bar = 2.28; break; case 326: bar = 2.28; break; case 327: bar = 2.27; break; case 328: bar = 2.26; break; case 329: bar = 2.25; break; case 330: bar = 2.24; break; case 331: bar = 2.24; break; case 332: bar = 2.23; break; case 333: bar = 2.22; break; case 334: bar = 2.21; break; case 335: bar = 2.2; break; case 336: bar = 2.2; break; case 337: bar = 2.19; break; case 338: bar = 2.18; break; case 339: bar = 2.17; break; case 340: bar = 2.17; break; case 341: bar = 2.16; break; case 342: bar = 2.15; break; case 343: bar = 2.14; break; case 344: bar = 2.13; break; case 345: bar = 2.13; break; case 346: bar = 2.12; break; case 347: bar = 2.11; break; case 348: bar = 2.11; break; case 349: bar = 2.1; break; case 350: bar = 2.09; break; case 351: bar = 2.08; break; case 352: bar = 2.08; break; case 353: bar = 2.07; break; case 354: bar = 2.06; break; case 355: bar = 2.05; break; case 356: bar = 2.05; break; case 357: bar = 2.04; break; case 358: bar = 2.03; break; case 359: bar = 2.03; break; case 360: bar = 2.02; break; case 361: bar = 2.01; break; case 362: bar = 2.01; break; case 363: bar = 2; break; case 364: bar = 1.99; break; case 365: bar = 1.99; break; case 366: bar = 1.98; break; case 367: bar = 1.97; break; case 368: bar = 1.97; break; case 369: bar = 1.96; break; case 370: bar = 1.95; break; case 371: bar = 1.95; break; case 372: bar = 1.94; break; case 373: bar = 1.93; break; case 374: bar = 1.93; break; case 375: bar = 1.92; break; case 376: bar = 1.91; break; case 377: bar = 1.91; break; case 378: bar = 1.9; break; case 379: bar = 1.89; break; case 380: bar = 1.89; break; case 381: bar = 1.88; break; case 382: bar = 1.88; break; case 383: bar = 1.87; break; case 384: bar = 1.86; break; case 385: bar = 1.86; break; case 386: bar = 1.85; break; case 387: bar = 1.85; break; case 388: bar = 1.84; break; case 389: bar = 1.83; break; case 390: bar = 1.83; break; case 391: bar = 1.82; break; case 392: bar = 1.82; break; case 393: bar = 1.81; break; case 394: bar = 1.8; break; case 395: bar = 1.8; break; case 396: bar = 1.79; break; case 397: bar = 1.79; break; case 398: bar = 1.78; break; case 399: bar = 1.77; break; case 400: bar = 1.77; break; case 401: bar = 1.76; break; case 402: bar = 1.76; break; case 403: bar = 1.75; break; case 404: bar = 1.75; break; case 405: bar = 1.74; break; case 406: bar = 1.73; break; case 407: bar = 1.73; break; case 408: bar = 1.72; break; case 409: bar = 1.72; break; case 410: bar = 1.71; break; case 411: bar = 1.71; break; case 412: bar = 1.7; break; case 413: bar = 1.7; break; case 414: bar = 1.69; break; case 415: bar = 1.69; break; case 416: bar = 1.68; break; case 417: bar = 1.67; break; case 418: bar = 1.67; break; case 419: bar = 1.66; break; case 420: bar = 1.66; break; case 421: bar = 1.65; break; case 422: bar = 1.65; break; case 423: bar = 1.64; break; case 424: bar = 1.64; break; case 425: bar = 1.63; break; case 426: bar = 1.63; break; case 427: bar = 1.62; break; case 428: bar = 1.62; break; case 429: bar = 1.61; break; case 430: bar = 1.61; break; case 431: bar = 1.6; break; case 432: bar = 1.6; break; case 433: bar = 1.59; break; case 434: bar = 1.59; break; case 435: bar = 1.58; break; case 436: bar = 1.58; break; case 437: bar = 1.57; break; case 438: bar = 1.57; break; case 439: bar = 1.56; break; case 440: bar = 1.56; break; case 441: bar = 1.55; break; case 442: bar = 1.55; break; case 443: bar = 1.54; break; case 444: bar = 1.54; break; case 445: bar = 1.53; break; case 446: bar = 1.53; break; case 447: bar = 1.53; break; case 448: bar = 1.52; break; case 449: bar = 1.52; break; case 450: bar = 1.51; break; case 451: bar = 1.51; break; case 452: bar = 1.5; break; case 453: bar = 1.5; break; case 454: bar = 1.49; break; case 455: bar = 1.49; break; case 456: bar = 1.48; break; case 457: bar = 1.48; break; case 458: bar = 1.47; break; case 459: bar = 1.47; break; case 460: bar = 1.47; break; case 461: bar = 1.46; break; case 462: bar = 1.46; break; case 463: bar = 1.45; break; case 464: bar = 1.45; break; case 465: bar = 1.44; break; case 466: bar = 1.44; break; case 467: bar = 1.44; break; case 468: bar = 1.43; break; case 469: bar = 1.43; break; case 470: bar = 1.42; break; case 471: bar = 1.42; break; case 472: bar = 1.41; break; case 473: bar = 1.41; break; case 474: bar = 1.41; break; case 475: bar = 1.4; break; case 476: bar = 1.4; break; case 477: bar = 1.39; break; case 478: bar = 1.39; break; case 479: bar = 1.38; break; case 480: bar = 1.38; break; case 481: bar = 1.38; break; case 482: bar = 1.37; break; case 483: bar = 1.37; break; case 484: bar = 1.36; break; case 485: bar = 1.36; break; case 486: bar = 1.36; break; case 487: bar = 1.35; break; case 488: bar = 1.35; break; case 489: bar = 1.34; break; case 490: bar = 1.34; break; case 491: bar = 1.34; break; case 492: bar = 1.33; break; case 493: bar = 1.33; break; case 494: bar = 1.32; break; case 495: bar = 1.32; break; case 496: bar = 1.32; break; case 497: bar = 1.31; break; case 498: bar = 1.31; break; case 499: bar = 1.3; break; case 500: bar = 1.3; break; case 501: bar = 1.3; break; case 502: bar = 1.29; break; case 503: bar = 1.29; break; case 504: bar = 1.29; break; case 505: bar = 1.28; break; case 506: bar = 1.28; break; case 507: bar = 1.27; break; case 508: bar = 1.27; break; case 509: bar = 1.27; break; case 510: bar = 1.26; break; case 511: bar = 1.26; break; case 512: bar = 1.26; break; case 513: bar = 1.25; break; case 514: bar = 1.25; break; case 515: bar = 1.24; break; case 516: bar = 1.24; break; case 517: bar = 1.24; break; case 518: bar = 1.23; break; case 519: bar = 1.23; break; case 520: bar = 1.23; break; case 521: bar = 1.22; break; case 522: bar = 1.22; break; case 523: bar = 1.22; break; case 524: bar = 1.21; break; case 525: bar = 1.21; break; case 526: bar = 1.21; break; case 527: bar = 1.2; break; case 528: bar = 1.2; break; case 529: bar = 1.2; break; case 530: bar = 1.19; break; case 531: bar = 1.19; break; case 532: bar = 1.18; break; case 533: bar = 1.18; break; case 534: bar = 1.18; break; case 535: bar = 1.17; break; case 536: bar = 1.17; break; case 537: bar = 1.17; break; case 538: bar = 1.16; break; case 539: bar = 1.16; break; case 540: bar = 1.16; break; case 541: bar = 1.15; break; case 542: bar = 1.15; break; case 543: bar = 1.15; break; case 544: bar = 1.14; break; case 545: bar = 1.14; break; case 546: bar = 1.14; break; case 547: bar = 1.13; break; case 548: bar = 1.13; break; case 549: bar = 1.13; break; case 550: bar = 1.12; break; case 551: bar = 1.12; break; case 552: bar = 1.12; break; case 553: bar = 1.12; break; case 554: bar = 1.11; break; case 555: bar = 1.11; break; case 556: bar = 1.11; break; case 557: bar = 1.1; break; case 558: bar = 1.1; break; case 559: bar = 1.1; break; case 560: bar = 1.09; break; case 561: bar = 1.09; break; case 562: bar = 1.09; break; case 563: bar = 1.08; break; case 564: bar = 1.08; break; case 565: bar = 1.08; break; case 566: bar = 1.07; break; case 567: bar = 1.07; break; case 568: bar = 1.07; break; case 569: bar = 1.07; break; case 570: bar = 1.06; break; case 571: bar = 1.06; break; case 572: bar = 1.06; break; case 573: bar = 1.05; break; case 574: bar = 1.05; break; case 575: bar = 1.05; break; case 576: bar = 1.04; break; case 577: bar = 1.04; break; case 578: bar = 1.04; break; case 579: bar = 1.04; break; case 580: bar = 1.03; break; case 581: bar = 1.03; break; case 582: bar = 1.03; break; case 583: bar = 1.02; break; case 584: bar = 1.02; break; case 585: bar = 1.02; break; case 586: bar = 1.02; break; case 587: bar = 1.01; break; case 588: bar = 1.01; break; case 589: bar = 1.01; break; case 590: bar = 1; break; case 591: bar = 1; break; case 592: bar = 1; break; case 593: bar = 1; break; case 594: bar = 0.99; break; case 595: bar = 0.99; break; case 596: bar = 0.99; break; case 597: bar = 0.98; break; case 598: bar = 0.98; break; case 599: bar = 0.98; break; case 600: bar = 0.98; break; case 601: bar = 0.97; break; case 602: bar = 0.97; break; case 603: bar = 0.97; break; case 604: bar = 0.96; break; case 605: bar = 0.96; break; case 606: bar = 0.96; break; case 607: bar = 0.96; break; case 608: bar = 0.95; break; case 609: bar = 0.95; break; case 610: bar = 0.95; break; case 611: bar = 0.95; break; case 612: bar = 0.94; break; case 613: bar = 0.94; break; case 614: bar = 0.94; break; case 615: bar = 0.94; break; case 616: bar = 0.93; break; case 617: bar = 0.93; break; case 618: bar = 0.93; break; case 619: bar = 0.92; break; case 620: bar = 0.92; break; case 621: bar = 0.92; break; case 622: bar = 0.92; break; case 623: bar = 0.91; break; case 624: bar = 0.91; break; case 625: bar = 0.91; break; case 626: bar = 0.91; break; case 627: bar = 0.9; break; case 628: bar = 0.9; break; case 629: bar = 0.9; break; case 630: bar = 0.9; break; case 631: bar = 0.89; break; case 632: bar = 0.89; break; case 633: bar = 0.89; break; case 634: bar = 0.89; break; case 635: bar = 0.88; break; case 636: bar = 0.88; break; case 637: bar = 0.88; break; case 638: bar = 0.88; break; case 639: bar = 0.87; break; case 640: bar = 0.87; break; case 641: bar = 0.87; break; case 642: bar = 0.87; break; case 643: bar = 0.86; break; case 644: bar = 0.86; break; case 645: bar = 0.86; break; case 646: bar = 0.86; break; case 647: bar = 0.85; break; case 648: bar = 0.85; break; case 649: bar = 0.85; break; case 650: bar = 0.85; break; case 651: bar = 0.84; break; case 652: bar = 0.84; break; case 653: bar = 0.84; break; case 654: bar = 0.84; break; case 655: bar = 0.84; break; case 656: bar = 0.83; break; case 657: bar = 0.83; break; case 658: bar = 0.83; break; case 659: bar = 0.83; break; case 660: bar = 0.82; break; case 661: bar = 0.82; break; case 662: bar = 0.82; break; case 663: bar = 0.82; break; case 664: bar = 0.81; break; case 665: bar = 0.81; break; case 666: bar = 0.81; break; case 667: bar = 0.81; break; case 668: bar = 0.81; break; case 669: bar = 0.8; break; case 670: bar = 0.8; break; case 671: bar = 0.8; break; case 672: bar = 0.8; break; case 673: bar = 0.79; break; case 674: bar = 0.79; break; case 675: bar = 0.79; break; case 676: bar = 0.79; break; case 677: bar = 0.78; break; case 678: bar = 0.78; break; case 679: bar = 0.78; break; case 680: bar = 0.78; break; case 681: bar = 0.78; break; case 682: bar = 0.77; break; case 683: bar = 0.77; break; case 684: bar = 0.77; break; case 685: bar = 0.77; break; case 686: bar = 0.77; break; case 687: bar = 0.76; break; case 688: bar = 0.76; break; case 689: bar = 0.76; break; case 690: bar = 0.76; break; case 691: bar = 0.75; break; case 692: bar = 0.75; break; case 693: bar = 0.75; break; case 694: bar = 0.75; break; case 695: bar = 0.75; break; case 696: bar = 0.74; break; case 697: bar = 0.74; break; case 698: bar = 0.74; break; case 699: bar = 0.74; break; case 700: bar = 0.74; break; case 701: bar = 0.73; break; case 702: bar = 0.73; break; case 703: bar = 0.73; break; case 704: bar = 0.73; break; case 705: bar = 0.72; break; case 706: bar = 0.72; break; case 707: bar = 0.72; break; case 708: bar = 0.72; break; case 709: bar = 0.72; break; case 710: bar = 0.71; break; case 711: bar = 0.71; break; case 712: bar = 0.71; break; case 713: bar = 0.71; break; case 714: bar = 0.71; break; case 715: bar = 0.7; break; case 716: bar = 0.7; break; case 717: bar = 0.7; break; case 718: bar = 0.7; break; case 719: bar = 0.7; break; case 720: bar = 0.69; break; case 721: bar = 0.69; break; case 722: bar = 0.69; break; case 723: bar = 0.69; break; case 724: bar = 0.69; break; case 725: bar = 0.68; break; case 726: bar = 0.68; break; case 727: bar = 0.68; break; case 728: bar = 0.68; break; case 729: bar = 0.68; break; case 730: bar = 0.67; break; case 731: bar = 0.67; break; case 732: bar = 0.67; break; case 733: bar = 0.67; break; case 734: bar = 0.67; break; case 735: bar = 0.67; break; case 736: bar = 0.66; break; case 737: bar = 0.66; break; case 738: bar = 0.66; break; case 739: bar = 0.66; break; case 740: bar = 0.66; break; case 741: bar = 0.65; break; case 742: bar = 0.65; break; case 743: bar = 0.65; break; case 744: bar = 0.65; break; case 745: bar = 0.65; break; case 746: bar = 0.64; break; case 747: bar = 0.64; break; case 748: bar = 0.64; break; case 749: bar = 0.64; break; case 750: bar = 0.64; break; case 751: bar = 0.64; break; case 752: bar = 0.63; break; case 753: bar = 0.63; break; case 754: bar = 0.63; break; case 755: bar = 0.63; break; case 756: bar = 0.63; break; case 757: bar = 0.62; break; case 758: bar = 0.62; break; case 759: bar = 0.62; break; case 760: bar = 0.62; break; case 761: bar = 0.62; break; case 762: bar = 0.61; break; case 763: bar = 0.61; break; case 764: bar = 0.61; break; case 765: bar = 0.61; break; case 766: bar = 0.61; break; case 767: bar = 0.61; break; case 768: bar = 0.6; break; case 769: bar = 0.6; break; case 770: bar = 0.6; break; case 771: bar = 0.6; break; case 772: bar = 0.6; break; case 773: bar = 0.6; break; case 774: bar = 0.59; break; case 775: bar = 0.59; break; case 776: bar = 0.59; break; case 777: bar = 0.59; break; case 778: bar = 0.59; break; case 779: bar = 0.59; break; case 780: bar = 0.58; break; case 781: bar = 0.58; break; case 782: bar = 0.58; break; case 783: bar = 0.58; break; case 784: bar = 0.58; break; case 785: bar = 0.57; break; case 786: bar = 0.57; break; case 787: bar = 0.57; break; case 788: bar = 0.57; break; case 789: bar = 0.57; break; case 790: bar = 0.57; break; case 791: bar = 0.56; break; case 792: bar = 0.56; break; case 793: bar = 0.56; break; case 794: bar = 0.56; break; case 795: bar = 0.56; break; case 796: bar = 0.56; break; case 797: bar = 0.55; break; case 798: bar = 0.55; break; case 799: bar = 0.55; break; case 800: bar = 0.55; break; case 801: bar = 0.55; break; case 802: bar = 0.55; break; case 803: bar = 0.54; break; case 804: bar = 0.54; break; case 805: bar = 0.54; break; case 806: bar = 0.54; break; case 807: bar = 0.54; break; case 808: bar = 0.54; break; case 809: bar = 0.53; break; case 810: bar = 0.53; break; case 811: bar = 0.53; break; case 812: bar = 0.53; break; case 813: bar = 0.53; break; case 814: bar = 0.53; break; case 815: bar = 0.53; break; case 816: bar = 0.52; break; case 817: bar = 0.52; break; case 818: bar = 0.52; break; case 819: bar = 0.52; break; case 820: bar = 0.52; break; case 821: bar = 0.52; break; case 822: bar = 0.51; break; case 823: bar = 0.51; break; case 824: bar = 0.51; break; case 825: bar = 0.51; break; case 826: bar = 0.51; break; case 827: bar = 0.51; break; case 828: bar = 0.5; break; case 829: bar = 0.5; break; case 830: bar = 0.5; break; case 831: bar = 0.5; break; case 832: bar = 0.5; break; case 833: bar = 0.5; break; case 834: bar = 0.5; break; case 835: bar = 0.49; break; case 836: bar = 0.49; break; case 837: bar = 0.49; break; case 838: bar = 0.49; break; case 839: bar = 0.49; break; case 840: bar = 0.49; break; case 841: bar = 0.48; break; case 842: bar = 0.48; break; case 843: bar = 0.48; break; case 844: bar = 0.48; break; case 845: bar = 0.48; break; case 846: bar = 0.48; break; case 847: bar = 0.48; break; case 848: bar = 0.47; break; case 849: bar = 0.47; break; case 850: bar = 0.47; break; case 851: bar = 0.47; break; case 852: bar = 0.47; break; case 853: bar = 0.47; break; case 854: bar = 0.47; break; case 855: bar = 0.46; break; case 856: bar = 0.46; break; case 857: bar = 0.46; break; case 858: bar = 0.46; break; case 859: bar = 0.46; break; case 860: bar = 0.46; break; case 861: bar = 0.46; break; case 862: bar = 0.45; break; case 863: bar = 0.45; break; case 864: bar = 0.45; break; case 865: bar = 0.45; break; case 866: bar = 0.45; break; case 867: bar = 0.45; break; case 868: bar = 0.45; break; case 869: bar = 0.44; break; case 870: bar = 0.44; break; case 871: bar = 0.44; break; case 872: bar = 0.44; break; case 873: bar = 0.44; break; case 874: bar = 0.44; break; case 875: bar = 0.44; break; case 876: bar = 0.43; break; case 877: bar = 0.43; break; case 878: bar = 0.43; break; case 879: bar = 0.43; break; case 880: bar = 0.43; break; case 881: bar = 0.43; break; case 882: bar = 0.43; break; case 883: bar = 0.42; break; case 884: bar = 0.42; break; case 885: bar = 0.42; break; case 886: bar = 0.42; break; case 887: bar = 0.42; break; case 888: bar = 0.42; break; case 889: bar = 0.42; break; case 890: bar = 0.41; break; case 891: bar = 0.41; break; case 892: bar = 0.41; break; case 893: bar = 0.41; break; case 894: bar = 0.41; break; case 895: bar = 0.41; break; case 896: bar = 0.41; break; case 897: bar = 0.41; break; case 898: bar = 0.4; break; case 899: bar = 0.4; break; case 900: bar = 0.4; break; case 901: bar = 0.4; break; case 902: bar = 0.4; break; case 903: bar = 0.4; break; case 904: bar = 0.4; break; case 905: bar = 0.39; break; case 906: bar = 0.39; break; case 907: bar = 0.39; break; case 908: bar = 0.39; break; case 909: bar = 0.39; break; case 910: bar = 0.39; break; case 911: bar = 0.39; break; case 912: bar = 0.39; break; case 913: bar = 0.38; break; case 914: bar = 0.38; break; case 915: bar = 0.38; break; case 916: bar = 0.38; break; case 917: bar = 0.38; break; case 918: bar = 0.38; break; case 919: bar = 0.38; break; case 920: bar = 0.38; break; case 921: bar = 0.37; break; case 922: bar = 0.37; break; case 923: bar = 0.37; break; case 924: bar = 0.37; break; case 925: bar = 0.37; break; case 926: bar = 0.37; break; case 927: bar = 0.37; break; case 928: bar = 0.37; break; case 929: bar = 0.36; break; case 930: bar = 0.36; break; case 931: bar = 0.36; break; case 932: bar = 0.36; break; case 933: bar = 0.36; break; case 934: bar = 0.36; break; case 935: bar = 0.36; break; case 936: bar = 0.36; break; case 937: bar = 0.35; break; case 938: bar = 0.35; break; case 939: bar = 0.35; break; case 940: bar = 0.35; break; case 941: bar = 0.35; break; case 942: bar = 0.35; break; case 943: bar = 0.35; break; case 944: bar = 0.35; break; case 945: bar = 0.34; break; case 946: bar = 0.34; break; case 947: bar = 0.34; break; case 948: bar = 0.34; break; case 949: bar = 0.34; break; case 950: bar = 0.34; break; case 951: bar = 0.34; break; case 952: bar = 0.34; break; case 953: bar = 0.33; break; case 954: bar = 0.33; break; case 955: bar = 0.33; break; case 956: bar = 0.33; break; case 957: bar = 0.33; break; case 958: bar = 0.33; break; case 959: bar = 0.33; break; case 960: bar = 0.33; break; case 961: bar = 0.32; break; case 962: bar = 0.32; break; case 963: bar = 0.32; break; case 964: bar = 0.32; break; case 965: bar = 0.32; break; case 966: bar = 0.32; break; case 967: bar = 0.32; break; case 968: bar = 0.32; break; case 969: bar = 0.32; break; case 970: bar = 0.31; break; case 971: bar = 0.31; break; case 972: bar = 0.31; break; case 973: bar = 0.31; break; case 974: bar = 0.31; break; case 975: bar = 0.31; break; case 976: bar = 0.31; break; case 977: bar = 0.31; break; case 978: bar = 0.3; break; case 979: bar = 0.3; break; case 980: bar = 0.3; break; case 981: bar = 0.3; break; case 982: bar = 0.3; break; case 983: bar = 0.3; break; case 984: bar = 0.3; break; case 985: bar = 0.3; break; case 986: bar = 0.3; break; case 987: bar = 0.29; break; case 988: bar = 0.29; break; case 989: bar = 0.29; break; case 990: bar = 0.29; break; case 991: bar = 0.29; break; case 992: bar = 0.29; break; case 993: bar = 0.29; break; case 994: bar = 0.29; break; case 995: bar = 0.29; break; case 996: bar = 0.28; break; case 997: bar = 0.28; break; case 998: bar = 0.28; break; case 999: bar = 0.28; break; case 1000: bar = 0.28; break; case 1001: bar = 0.28; break; case 1002: bar = 0.28; break; case 1003: bar = 0.28; break; case 1004: bar = 0.28; break; case 1005: bar = 0.27; break; case 1006: bar = 0.27; break; case 1007: bar = 0.27; break; case 1008: bar = 0.27; break; case 1009: bar = 0.27; break; case 1010: bar = 0.27; break; case 1011: bar = 0.27; break; case 1012: bar = 0.27; break; case 1013: bar = 0.27; break; case 1014: bar = 0.26; break; case 1015: bar = 0.26; break; case 1016: bar = 0.26; break; case 1017: bar = 0.26; break; case 1018: bar = 0.26; break; case 1019: bar = 0.26; break; case 1020: bar = 0.26; break; case 1021: bar = 0.26; break; case 1022: bar = 0.26; break; case 1023: bar = 0.26; break; case 1024: bar = 0.25; break;
case 81: bar = 9.09; break; | case 81: bar = 9.09; break; case 82: bar = 9; break; case 83: bar = 8.9; break; case 84: bar = 8.81; break; case 85: bar = 8.71; break; case 86: bar = 8.62; break; case 87: bar = 8.53; break; case 88: bar = 8.45; break; case 89: bar = 8.36; break; case 90: bar = 8.28; break; case 91: bar = 8.2; break; case 92: bar = 8.12; break; case 93: bar = 8.04; break; case 94: bar = 7.96; break; case 95: bar = 7.89; break; case 96: bar = 7.81; break; case 97: bar = 7.74; break; case 98: bar = 7.67; break; case 99: bar = 7.6; break; case 100: bar = 7.53; break; case 101: bar = 7.46; break; case 102: bar = 7.4; break; case 103: bar = 7.33; break; case 104: bar = 7.27; break; case 105: bar = 7.2; break; case 106: bar = 7.14; break; case 107: bar = 7.08; break; case 108: bar = 7.02; break; case 109: bar = 6.96; break; case 110: bar = 6.9; break; case 111: bar = 6.85; break; case 112: bar = 6.79; break; case 113: bar = 6.74; break; case 114: bar = 6.68; break; case 115: bar = 6.63; break; case 116: bar = 6.57; break; case 117: bar = 6.52; break; case 118: bar = 6.47; break; case 119: bar = 6.42; break; case 120: bar = 6.37; break; case 121: bar = 6.32; break; case 122: bar = 6.27; break; case 123: bar = 6.23; break; case 124: bar = 6.18; break; case 125: bar = 6.13; break; case 126: bar = 6.09; break; case 127: bar = 6.04; break; case 128: bar = 6; break; case 129: bar = 5.95; break; case 130: bar = 5.91; break; case 131: bar = 5.87; break; case 132: bar = 5.83; break; case 133: bar = 5.79; break; case 134: bar = 5.75; break; case 135: bar = 5.71; break; case 136: bar = 5.67; break; case 137: bar = 5.63; break; case 138: bar = 5.59; break; case 139: bar = 5.55; break; case 140: bar = 5.51; break; case 141: bar = 5.47; break; case 142: bar = 5.44; break; case 143: bar = 5.4; break; case 144: bar = 5.37; break; case 145: bar = 5.33; break; case 146: bar = 5.3; break; case 147: bar = 5.26; break; case 148: bar = 5.23; break; case 149: bar = 5.19; break; case 150: bar = 5.16; break; case 151: bar = 5.13; break; case 152: bar = 5.09; break; case 153: bar = 5.06; break; case 154: bar = 5.03; break; case 155: bar = 5; break; case 156: bar = 4.97; break; case 157: bar = 4.94; break; case 158: bar = 4.91; break; case 159: bar = 4.88; break; case 160: bar = 4.85; break; case 161: bar = 4.82; break; case 162: bar = 4.79; break; case 163: bar = 4.76; break; case 164: bar = 4.73; break; case 165: bar = 4.7; break; case 166: bar = 4.68; break; case 167: bar = 4.65; break; case 168: bar = 4.62; break; case 169: bar = 4.59; break; case 170: bar = 4.57; break; case 171: bar = 4.54; break; case 172: bar = 4.52; break; case 173: bar = 4.49; break; case 174: bar = 4.46; break; case 175: bar = 4.44; break; case 176: bar = 4.41; break; case 177: bar = 4.39; break; case 178: bar = 4.36; break; case 179: bar = 4.34; break; case 180: bar = 4.32; break; case 181: bar = 4.29; break; case 182: bar = 4.27; break; case 183: bar = 4.25; break; case 184: bar = 4.22; break; case 185: bar = 4.2; break; case 186: bar = 4.18; break; case 187: bar = 4.15; break; case 188: bar = 4.13; break; case 189: bar = 4.11; break; case 190: bar = 4.09; break; case 191: bar = 4.07; break; case 192: bar = 4.05; break; case 193: bar = 4.02; break; case 194: bar = 4; break; case 195: bar = 3.98; break; case 196: bar = 3.96; break; case 197: bar = 3.94; break; case 198: bar = 3.92; break; case 199: bar = 3.9; break; case 200: bar = 3.88; break; case 201: bar = 3.86; break; case 202: bar = 3.84; break; case 203: bar = 3.82; break; case 204: bar = 3.8; break; case 205: bar = 3.78; break; case 206: bar = 3.77; break; case 207: bar = 3.75; break; case 208: bar = 3.73; break; case 209: bar = 3.71; break; case 210: bar = 3.69; break; case 211: bar = 3.67; break; case 212: bar = 3.66; break; case 213: bar = 3.64; break; case 214: bar = 3.62; break; case 215: bar = 3.6; break; case 216: bar = 3.59; break; case 217: bar = 3.57; break; case 218: bar = 3.55; break; case 219: bar = 3.53; break; case 220: bar = 3.52; break; case 221: bar = 3.5; break; case 222: bar = 3.48; break; case 223: bar = 3.47; break; case 224: bar = 3.45; break; case 225: bar = 3.44; break; case 226: bar = 3.42; break; case 227: bar = 3.4; break; case 228: bar = 3.39; break; case 229: bar = 3.37; break; case 230: bar = 3.36; break; case 231: bar = 3.34; break; case 232: bar = 3.33; break; case 233: bar = 3.31; break; case 234: bar = 3.3; break; case 235: bar = 3.28; break; case 236: bar = 3.27; break; case 237: bar = 3.25; break; case 238: bar = 3.24; break; case 239: bar = 3.22; break; case 240: bar = 3.21; break; case 241: bar = 3.19; break; case 242: bar = 3.18; break; case 243: bar = 3.17; break; case 244: bar = 3.15; break; case 245: bar = 3.14; break; case 246: bar = 3.12; break; case 247: bar = 3.11; break; case 248: bar = 3.1; break; case 249: bar = 3.08; break; case 250: bar = 3.07; break; case 251: bar = 3.06; break; case 252: bar = 3.04; break; case 253: bar = 3.03; break; case 254: bar = 3.02; break; case 255: bar = 3.01; break; case 256: bar = 2.99; break; case 257: bar = 2.98; break; case 258: bar = 2.97; break; case 259: bar = 2.96; break; case 260: bar = 2.94; break; case 261: bar = 2.93; break; case 262: bar = 2.92; break; case 263: bar = 2.91; break; case 264: bar = 2.89; break; case 265: bar = 2.88; break; case 266: bar = 2.87; break; case 267: bar = 2.86; break; case 268: bar = 2.85; break; case 269: bar = 2.83; break; case 270: bar = 2.82; break; case 271: bar = 2.81; break; case 272: bar = 2.8; break; case 273: bar = 2.79; break; case 274: bar = 2.78; break; case 275: bar = 2.77; break; case 276: bar = 2.76; break; case 277: bar = 2.74; break; case 278: bar = 2.73; break; case 279: bar = 2.72; break; case 280: bar = 2.71; break; case 281: bar = 2.7; break; case 282: bar = 2.69; break; case 283: bar = 2.68; break; case 284: bar = 2.67; break; case 285: bar = 2.66; break; case 286: bar = 2.65; break; case 287: bar = 2.64; break; case 288: bar = 2.63; break; case 289: bar = 2.62; break; case 290: bar = 2.61; break; case 291: bar = 2.6; break; case 292: bar = 2.59; break; case 293: bar = 2.58; break; case 294: bar = 2.57; break; case 295: bar = 2.56; break; case 296: bar = 2.55; break; case 297: bar = 2.54; break; case 298: bar = 2.53; break; case 299: bar = 2.52; break; case 300: bar = 2.51; break; case 301: bar = 2.5; break; case 302: bar = 2.49; break; case 303: bar = 2.48; break; case 304: bar = 2.47; break; case 305: bar = 2.46; break; case 306: bar = 2.45; break; case 307: bar = 2.44; break; case 308: bar = 2.43; break; case 309: bar = 2.42; break; case 310: bar = 2.41; break; case 311: bar = 2.41; break; case 312: bar = 2.4; break; case 313: bar = 2.39; break; case 314: bar = 2.38; break; case 315: bar = 2.37; break; case 316: bar = 2.36; break; case 317: bar = 2.35; break; case 318: bar = 2.34; break; case 319: bar = 2.34; break; case 320: bar = 2.33; break; case 321: bar = 2.32; break; case 322: bar = 2.31; break; case 323: bar = 2.3; break; case 324: bar = 2.29; break; case 325: bar = 2.28; break; case 326: bar = 2.28; break; case 327: bar = 2.27; break; case 328: bar = 2.26; break; case 329: bar = 2.25; break; case 330: bar = 2.24; break; case 331: bar = 2.24; break; case 332: bar = 2.23; break; case 333: bar = 2.22; break; case 334: bar = 2.21; break; case 335: bar = 2.2; break; case 336: bar = 2.2; break; case 337: bar = 2.19; break; case 338: bar = 2.18; break; case 339: bar = 2.17; break; case 340: bar = 2.17; break; case 341: bar = 2.16; break; case 342: bar = 2.15; break; case 343: bar = 2.14; break; case 344: bar = 2.13; break; case 345: bar = 2.13; break; case 346: bar = 2.12; break; case 347: bar = 2.11; break; case 348: bar = 2.11; break; case 349: bar = 2.1; break; case 350: bar = 2.09; break; case 351: bar = 2.08; break; case 352: bar = 2.08; break; case 353: bar = 2.07; break; case 354: bar = 2.06; break; case 355: bar = 2.05; break; case 356: bar = 2.05; break; case 357: bar = 2.04; break; case 358: bar = 2.03; break; case 359: bar = 2.03; break; case 360: bar = 2.02; break; case 361: bar = 2.01; break; case 362: bar = 2.01; break; case 363: bar = 2; break; case 364: bar = 1.99; break; case 365: bar = 1.99; break; case 366: bar = 1.98; break; case 367: bar = 1.97; break; case 368: bar = 1.97; break; case 369: bar = 1.96; break; case 370: bar = 1.95; break; case 371: bar = 1.95; break; case 372: bar = 1.94; break; case 373: bar = 1.93; break; case 374: bar = 1.93; break; case 375: bar = 1.92; break; case 376: bar = 1.91; break; case 377: bar = 1.91; break; case 378: bar = 1.9; break; case 379: bar = 1.89; break; case 380: bar = 1.89; break; case 381: bar = 1.88; break; case 382: bar = 1.88; break; case 383: bar = 1.87; break; case 384: bar = 1.86; break; case 385: bar = 1.86; break; case 386: bar = 1.85; break; case 387: bar = 1.85; break; case 388: bar = 1.84; break; case 389: bar = 1.83; break; case 390: bar = 1.83; break; case 391: bar = 1.82; break; case 392: bar = 1.82; break; case 393: bar = 1.81; break; case 394: bar = 1.8; break; case 395: bar = 1.8; break; case 396: bar = 1.79; break; case 397: bar = 1.79; break; case 398: bar = 1.78; break; case 399: bar = 1.77; break; case 400: bar = 1.77; break; case 401: bar = 1.76; break; case 402: bar = 1.76; break; case 403: bar = 1.75; break; case 404: bar = 1.75; break; case 405: bar = 1.74; break; case 406: bar = 1.73; break; case 407: bar = 1.73; break; case 408: bar = 1.72; break; case 409: bar = 1.72; break; case 410: bar = 1.71; break; case 411: bar = 1.71; break; case 412: bar = 1.7; break; case 413: bar = 1.7; break; case 414: bar = 1.69; break; case 415: bar = 1.69; break; case 416: bar = 1.68; break; case 417: bar = 1.67; break; case 418: bar = 1.67; break; case 419: bar = 1.66; break; case 420: bar = 1.66; break; case 421: bar = 1.65; break; case 422: bar = 1.65; break; case 423: bar = 1.64; break; case 424: bar = 1.64; break; case 425: bar = 1.63; break; case 426: bar = 1.63; break; case 427: bar = 1.62; break; case 428: bar = 1.62; break; case 429: bar = 1.61; break; case 430: bar = 1.61; break; case 431: bar = 1.6; break; case 432: bar = 1.6; break; case 433: bar = 1.59; break; case 434: bar = 1.59; break; case 435: bar = 1.58; break; case 436: bar = 1.58; break; case 437: bar = 1.57; break; case 438: bar = 1.57; break; case 439: bar = 1.56; break; case 440: bar = 1.56; break; case 441: bar = 1.55; break; case 442: bar = 1.55; break; case 443: bar = 1.54; break; case 444: bar = 1.54; break; case 445: bar = 1.53; break; case 446: bar = 1.53; break; case 447: bar = 1.53; break; case 448: bar = 1.52; break; case 449: bar = 1.52; break; case 450: bar = 1.51; break; case 451: bar = 1.51; break; case 452: bar = 1.5; break; case 453: bar = 1.5; break; case 454: bar = 1.49; break; case 455: bar = 1.49; break; case 456: bar = 1.48; break; case 457: bar = 1.48; break; case 458: bar = 1.47; break; case 459: bar = 1.47; break; case 460: bar = 1.47; break; case 461: bar = 1.46; break; case 462: bar = 1.46; break; case 463: bar = 1.45; break; case 464: bar = 1.45; break; case 465: bar = 1.44; break; case 466: bar = 1.44; break; case 467: bar = 1.44; break; case 468: bar = 1.43; break; case 469: bar = 1.43; break; case 470: bar = 1.42; break; case 471: bar = 1.42; break; case 472: bar = 1.41; break; case 473: bar = 1.41; break; case 474: bar = 1.41; break; case 475: bar = 1.4; break; case 476: bar = 1.4; break; case 477: bar = 1.39; break; case 478: bar = 1.39; break; case 479: bar = 1.38; break; case 480: bar = 1.38; break; case 481: bar = 1.38; break; case 482: bar = 1.37; break; case 483: bar = 1.37; break; case 484: bar = 1.36; break; case 485: bar = 1.36; break; case 486: bar = 1.36; break; case 487: bar = 1.35; break; case 488: bar = 1.35; break; case 489: bar = 1.34; break; case 490: bar = 1.34; break; case 491: bar = 1.34; break; case 492: bar = 1.33; break; case 493: bar = 1.33; break; case 494: bar = 1.32; break; case 495: bar = 1.32; break; case 496: bar = 1.32; break; case 497: bar = 1.31; break; case 498: bar = 1.31; break; case 499: bar = 1.3; break; case 500: bar = 1.3; break; case 501: bar = 1.3; break; case 502: bar = 1.29; break; case 503: bar = 1.29; break; case 504: bar = 1.29; break; case 505: bar = 1.28; break; case 506: bar = 1.28; break; case 507: bar = 1.27; break; case 508: bar = 1.27; break; case 509: bar = 1.27; break; case 510: bar = 1.26; break; case 511: bar = 1.26; break; case 512: bar = 1.26; break; case 513: bar = 1.25; break; case 514: bar = 1.25; break; case 515: bar = 1.24; break; case 516: bar = 1.24; break; case 517: bar = 1.24; break; case 518: bar = 1.23; break; case 519: bar = 1.23; break; case 520: bar = 1.23; break; case 521: bar = 1.22; break; case 522: bar = 1.22; break; case 523: bar = 1.22; break; case 524: bar = 1.21; break; case 525: bar = 1.21; break; case 526: bar = 1.21; break; case 527: bar = 1.2; break; case 528: bar = 1.2; break; case 529: bar = 1.2; break; case 530: bar = 1.19; break; case 531: bar = 1.19; break; case 532: bar = 1.18; break; case 533: bar = 1.18; break; case 534: bar = 1.18; break; case 535: bar = 1.17; break; case 536: bar = 1.17; break; case 537: bar = 1.17; break; case 538: bar = 1.16; break; case 539: bar = 1.16; break; case 540: bar = 1.16; break; case 541: bar = 1.15; break; case 542: bar = 1.15; break; case 543: bar = 1.15; break; case 544: bar = 1.14; break; case 545: bar = 1.14; break; case 546: bar = 1.14; break; case 547: bar = 1.13; break; case 548: bar = 1.13; break; case 549: bar = 1.13; break; case 550: bar = 1.12; break; case 551: bar = 1.12; break; case 552: bar = 1.12; break; case 553: bar = 1.12; break; case 554: bar = 1.11; break; case 555: bar = 1.11; break; case 556: bar = 1.11; break; case 557: bar = 1.1; break; case 558: bar = 1.1; break; case 559: bar = 1.1; break; case 560: bar = 1.09; break; case 561: bar = 1.09; break; case 562: bar = 1.09; break; case 563: bar = 1.08; break; case 564: bar = 1.08; break; case 565: bar = 1.08; break; case 566: bar = 1.07; break; case 567: bar = 1.07; break; case 568: bar = 1.07; break; case 569: bar = 1.07; break; case 570: bar = 1.06; break; case 571: bar = 1.06; break; case 572: bar = 1.06; break; case 573: bar = 1.05; break; case 574: bar = 1.05; break; case 575: bar = 1.05; break; case 576: bar = 1.04; break; case 577: bar = 1.04; break; case 578: bar = 1.04; break; case 579: bar = 1.04; break; case 580: bar = 1.03; break; case 581: bar = 1.03; break; case 582: bar = 1.03; break; case 583: bar = 1.02; break; case 584: bar = 1.02; break; case 585: bar = 1.02; break; case 586: bar = 1.02; break; case 587: bar = 1.01; break; case 588: bar = 1.01; break; case 589: bar = 1.01; break; case 590: bar = 1; break; case 591: bar = 1; break; case 592: bar = 1; break; case 593: bar = 1; break; case 594: bar = 0.99; break; case 595: bar = 0.99; break; case 596: bar = 0.99; break; case 597: bar = 0.98; break; case 598: bar = 0.98; break; case 599: bar = 0.98; break; case 600: bar = 0.98; break; case 601: bar = 0.97; break; case 602: bar = 0.97; break; case 603: bar = 0.97; break; case 604: bar = 0.96; break; case 605: bar = 0.96; break; case 606: bar = 0.96; break; case 607: bar = 0.96; break; case 608: bar = 0.95; break; case 609: bar = 0.95; break; case 610: bar = 0.95; break; case 611: bar = 0.95; break; case 612: bar = 0.94; break; case 613: bar = 0.94; break; case 614: bar = 0.94; break; case 615: bar = 0.94; break; case 616: bar = 0.93; break; case 617: bar = 0.93; break; case 618: bar = 0.93; break; case 619: bar = 0.92; break; case 620: bar = 0.92; break; case 621: bar = 0.92; break; case 622: bar = 0.92; break; case 623: bar = 0.91; break; case 624: bar = 0.91; break; case 625: bar = 0.91; break; case 626: bar = 0.91; break; case 627: bar = 0.9; break; case 628: bar = 0.9; break; case 629: bar = 0.9; break; case 630: bar = 0.9; break; case 631: bar = 0.89; break; case 632: bar = 0.89; break; case 633: bar = 0.89; break; case 634: bar = 0.89; break; case 635: bar = 0.88; break; case 636: bar = 0.88; break; case 637: bar = 0.88; break; case 638: bar = 0.88; break; case 639: bar = 0.87; break; case 640: bar = 0.87; break; case 641: bar = 0.87; break; case 642: bar = 0.87; break; case 643: bar = 0.86; break; case 644: bar = 0.86; break; case 645: bar = 0.86; break; case 646: bar = 0.86; break; case 647: bar = 0.85; break; case 648: bar = 0.85; break; case 649: bar = 0.85; break; case 650: bar = 0.85; break; case 651: bar = 0.84; break; case 652: bar = 0.84; break; case 653: bar = 0.84; break; case 654: bar = 0.84; break; case 655: bar = 0.84; break; case 656: bar = 0.83; break; case 657: bar = 0.83; break; case 658: bar = 0.83; break; case 659: bar = 0.83; break; case 660: bar = 0.82; break; case 661: bar = 0.82; break; case 662: bar = 0.82; break; case 663: bar = 0.82; break; case 664: bar = 0.81; break; case 665: bar = 0.81; break; case 666: bar = 0.81; break; case 667: bar = 0.81; break; case 668: bar = 0.81; break; case 669: bar = 0.8; break; case 670: bar = 0.8; break; case 671: bar = 0.8; break; case 672: bar = 0.8; break; case 673: bar = 0.79; break; case 674: bar = 0.79; break; case 675: bar = 0.79; break; case 676: bar = 0.79; break; case 677: bar = 0.78; break; case 678: bar = 0.78; break; case 679: bar = 0.78; break; case 680: bar = 0.78; break; case 681: bar = 0.78; break; case 682: bar = 0.77; break; case 683: bar = 0.77; break; case 684: bar = 0.77; break; case 685: bar = 0.77; break; case 686: bar = 0.77; break; case 687: bar = 0.76; break; case 688: bar = 0.76; break; case 689: bar = 0.76; break; case 690: bar = 0.76; break; case 691: bar = 0.75; break; case 692: bar = 0.75; break; case 693: bar = 0.75; break; case 694: bar = 0.75; break; case 695: bar = 0.75; break; case 696: bar = 0.74; break; case 697: bar = 0.74; break; case 698: bar = 0.74; break; case 699: bar = 0.74; break; case 700: bar = 0.74; break; case 701: bar = 0.73; break; case 702: bar = 0.73; break; case 703: bar = 0.73; break; case 704: bar = 0.73; break; case 705: bar = 0.72; break; case 706: bar = 0.72; break; case 707: bar = 0.72; break; case 708: bar = 0.72; break; case 709: bar = 0.72; break; case 710: bar = 0.71; break; case 711: bar = 0.71; break; case 712: bar = 0.71; break; case 713: bar = 0.71; break; case 714: bar = 0.71; break; case 715: bar = 0.7; break; case 716: bar = 0.7; break; case 717: bar = 0.7; break; case 718: bar = 0.7; break; case 719: bar = 0.7; break; case 720: bar = 0.69; break; case 721: bar = 0.69; break; case 722: bar = 0.69; break; case 723: bar = 0.69; break; case 724: bar = 0.69; break; case 725: bar = 0.68; break; case 726: bar = 0.68; break; case 727: bar = 0.68; break; case 728: bar = 0.68; break; case 729: bar = 0.68; break; case 730: bar = 0.67; break; case 731: bar = 0.67; break; case 732: bar = 0.67; break; case 733: bar = 0.67; break; case 734: bar = 0.67; break; case 735: bar = 0.67; break; case 736: bar = 0.66; break; case 737: bar = 0.66; break; case 738: bar = 0.66; break; case 739: bar = 0.66; break; case 740: bar = 0.66; break; case 741: bar = 0.65; break; case 742: bar = 0.65; break; case 743: bar = 0.65; break; case 744: bar = 0.65; break; case 745: bar = 0.65; break; case 746: bar = 0.64; break; case 747: bar = 0.64; break; case 748: bar = 0.64; break; case 749: bar = 0.64; break; case 750: bar = 0.64; break; case 751: bar = 0.64; break; case 752: bar = 0.63; break; case 753: bar = 0.63; break; case 754: bar = 0.63; break; case 755: bar = 0.63; break; case 756: bar = 0.63; break; case 757: bar = 0.62; break; case 758: bar = 0.62; break; case 759: bar = 0.62; break; case 760: bar = 0.62; break; case 761: bar = 0.62; break; case 762: bar = 0.61; break; case 763: bar = 0.61; break; case 764: bar = 0.61; break; case 765: bar = 0.61; break; case 766: bar = 0.61; break; case 767: bar = 0.61; break; case 768: bar = 0.6; break; case 769: bar = 0.6; break; case 770: bar = 0.6; break; case 771: bar = 0.6; break; case 772: bar = 0.6; break; case 773: bar = 0.6; break; case 774: bar = 0.59; break; case 775: bar = 0.59; break; case 776: bar = 0.59; break; case 777: bar = 0.59; break; case 778: bar = 0.59; break; case 779: bar = 0.59; break; case 780: bar = 0.58; break; case 781: bar = 0.58; break; case 782: bar = 0.58; break; case 783: bar = 0.58; break; case 784: bar = 0.58; break; case 785: bar = 0.57; break; case 786: bar = 0.57; break; case 787: bar = 0.57; break; case 788: bar = 0.57; break; case 789: bar = 0.57; break; case 790: bar = 0.57; break; case 791: bar = 0.56; break; case 792: bar = 0.56; break; case 793: bar = 0.56; break; case 794: bar = 0.56; break; case 795: bar = 0.56; break; case 796: bar = 0.56; break; case 797: bar = 0.55; break; case 798: bar = 0.55; break; case 799: bar = 0.55; break; case 800: bar = 0.55; break; case 801: bar = 0.55; break; case 802: bar = 0.55; break; case 803: bar = 0.54; break; case 804: bar = 0.54; break; case 805: bar = 0.54; break; case 806: bar = 0.54; break; case 807: bar = 0.54; break; case 808: bar = 0.54; break; case 809: bar = 0.53; break; case 810: bar = 0.53; break; case 811: bar = 0.53; break; case 812: bar = 0.53; break; case 813: bar = 0.53; break; case 814: bar = 0.53; break; case 815: bar = 0.53; break; case 816: bar = 0.52; break; case 817: bar = 0.52; break; case 818: bar = 0.52; break; case 819: bar = 0.52; break; case 820: bar = 0.52; break; case 821: bar = 0.52; break; case 822: bar = 0.51; break; case 823: bar = 0.51; break; case 824: bar = 0.51; break; case 825: bar = 0.51; break; case 826: bar = 0.51; break; case 827: bar = 0.51; break; case 828: bar = 0.5; break; case 829: bar = 0.5; break; case 830: bar = 0.5; break; case 831: bar = 0.5; break; case 832: bar = 0.5; break; case 833: bar = 0.5; break; case 834: bar = 0.5; break; case 835: bar = 0.49; break; case 836: bar = 0.49; break; case 837: bar = 0.49; break; case 838: bar = 0.49; break; case 839: bar = 0.49; break; case 840: bar = 0.49; break; case 841: bar = 0.48; break; case 842: bar = 0.48; break; case 843: bar = 0.48; break; case 844: bar = 0.48; break; case 845: bar = 0.48; break; case 846: bar = 0.48; break; case 847: bar = 0.48; break; case 848: bar = 0.47; break; case 849: bar = 0.47; break; case 850: bar = 0.47; break; case 851: bar = 0.47; break; case 852: bar = 0.47; break; case 853: bar = 0.47; break; case 854: bar = 0.47; break; case 855: bar = 0.46; break; case 856: bar = 0.46; break; case 857: bar = 0.46; break; case 858: bar = 0.46; break; case 859: bar = 0.46; break; case 860: bar = 0.46; break; case 861: bar = 0.46; break; case 862: bar = 0.45; break; case 863: bar = 0.45; break; case 864: bar = 0.45; break; case 865: bar = 0.45; break; case 866: bar = 0.45; break; case 867: bar = 0.45; break; case 868: bar = 0.45; break; case 869: bar = 0.44; break; case 870: bar = 0.44; break; case 871: bar = 0.44; break; case 872: bar = 0.44; break; case 873: bar = 0.44; break; case 874: bar = 0.44; break; case 875: bar = 0.44; break; case 876: bar = 0.43; break; case 877: bar = 0.43; break; case 878: bar = 0.43; break; case 879: bar = 0.43; break; case 880: bar = 0.43; break; case 881: bar = 0.43; break; case 882: bar = 0.43; break; case 883: bar = 0.42; break; case 884: bar = 0.42; break; case 885: bar = 0.42; break; case 886: bar = 0.42; break; case 887: bar = 0.42; break; case 888: bar = 0.42; break; case 889: bar = 0.42; break; case 890: bar = 0.41; break; case 891: bar = 0.41; break; case 892: bar = 0.41; break; case 893: bar = 0.41; break; case 894: bar = 0.41; break; case 895: bar = 0.41; break; case 896: bar = 0.41; break; case 897: bar = 0.41; break; case 898: bar = 0.4; break; case 899: bar = 0.4; break; case 900: bar = 0.4; break; case 901: bar = 0.4; break; case 902: bar = 0.4; break; case 903: bar = 0.4; break; case 904: bar = 0.4; break; case 905: bar = 0.39; break; case 906: bar = 0.39; break; case 907: bar = 0.39; break; case 908: bar = 0.39; break; case 909: bar = 0.39; break; case 910: bar = 0.39; break; case 911: bar = 0.39; break; case 912: bar = 0.39; break; case 913: bar = 0.38; break; case 914: bar = 0.38; break; case 915: bar = 0.38; break; case 916: bar = 0.38; break; case 917: bar = 0.38; break; case 918: bar = 0.38; break; case 919: bar = 0.38; break; case 920: bar = 0.38; break; case 921: bar = 0.37; break; case 922: bar = 0.37; break; case 923: bar = 0.37; break; case 924: bar = 0.37; break; case 925: bar = 0.37; break; case 926: bar = 0.37; break; case 927: bar = 0.37; break; case 928: bar = 0.37; break; case 929: bar = 0.36; break; case 930: bar = 0.36; break; case 931: bar = 0.36; break; case 932: bar = 0.36; break; case 933: bar = 0.36; break; case 934: bar = 0.36; break; case 935: bar = 0.36; break; case 936: bar = 0.36; break; case 937: bar = 0.35; break; case 938: bar = 0.35; break; case 939: bar = 0.35; break; case 940: bar = 0.35; break; case 941: bar = 0.35; break; case 942: bar = 0.35; break; case 943: bar = 0.35; break; case 944: bar = 0.35; break; case 945: bar = 0.34; break; case 946: bar = 0.34; break; case 947: bar = 0.34; break; case 948: bar = 0.34; break; case 949: bar = 0.34; break; case 950: bar = 0.34; break; case 951: bar = 0.34; break; case 952: bar = 0.34; break; case 953: bar = 0.33; break; case 954: bar = 0.33; break; case 955: bar = 0.33; break; case 956: bar = 0.33; break; case 957: bar = 0.33; break; case 958: bar = 0.33; break; case 959: bar = 0.33; break; case 960: bar = 0.33; break; case 961: bar = 0.32; break; case 962: bar = 0.32; break; case 963: bar = 0.32; break; case 964: bar = 0.32; break; case 965: bar = 0.32; break; case 966: bar = 0.32; break; case 967: bar = 0.32; break; case 968: bar = 0.32; break; case 969: bar = 0.32; break; case 970: bar = 0.31; break; case 971: bar = 0.31; break; case 972: bar = 0.31; break; case 973: bar = 0.31; break; case 974: bar = 0.31; break; case 975: bar = 0.31; break; case 976: bar = 0.31; break; case 977: bar = 0.31; break; case 978: bar = 0.3; break; case 979: bar = 0.3; break; case 980: bar = 0.3; break; case 981: bar = 0.3; break; case 982: bar = 0.3; break; case 983: bar = 0.3; break; case 984: bar = 0.3; break; case 985: bar = 0.3; break; case 986: bar = 0.3; break; case 987: bar = 0.29; break; case 988: bar = 0.29; break; case 989: bar = 0.29; break; case 990: bar = 0.29; break; case 991: bar = 0.29; break; case 992: bar = 0.29; break; case 993: bar = 0.29; break; case 994: bar = 0.29; break; case 995: bar = 0.29; break; case 996: bar = 0.28; break; case 997: bar = 0.28; break; case 998: bar = 0.28; break; case 999: bar = 0.28; break; case 1000: bar = 0.28; break; case 1001: bar = 0.28; break; case 1002: bar = 0.28; break; case 1003: bar = 0.28; break; case 1004: bar = 0.28; break; case 1005: bar = 0.27; break; case 1006: bar = 0.27; break; case 1007: bar = 0.27; break; case 1008: bar = 0.27; break; case 1009: bar = 0.27; break; case 1010: bar = 0.27; break; case 1011: bar = 0.27; break; case 1012: bar = 0.27; break; case 1013: bar = 0.27; break; case 1014: bar = 0.26; break; case 1015: bar = 0.26; break; case 1016: bar = 0.26; break; case 1017: bar = 0.26; break; case 1018: bar = 0.26; break; case 1019: bar = 0.26; break; case 1020: bar = 0.26; break; case 1021: bar = 0.26; break; case 1022: bar = 0.26; break; case 1023: bar = 0.26; break; case 1024: bar = 0.25; break;
case 82: bar = 9; break; | case 82: bar = 9; break; case 83: bar = 8.9; break; case 84: bar = 8.81; break; case 85: bar = 8.71; break; case 86: bar = 8.62; break; case 87: bar = 8.53; break; case 88: bar = 8.45; break; case 89: bar = 8.36; break; case 90: bar = 8.28; break; case 91: bar = 8.2; break; case 92: bar = 8.12; break; case 93: bar = 8.04; break; case 94: bar = 7.96; break; case 95: bar = 7.89; break; case 96: bar = 7.81; break; case 97: bar = 7.74; break; case 98: bar = 7.67; break; case 99: bar = 7.6; break; case 100: bar = 7.53; break; case 101: bar = 7.46; break; case 102: bar = 7.4; break; case 103: bar = 7.33; break; case 104: bar = 7.27; break; case 105: bar = 7.2; break; case 106: bar = 7.14; break; case 107: bar = 7.08; break; case 108: bar = 7.02; break; case 109: bar = 6.96; break; case 110: bar = 6.9; break; case 111: bar = 6.85; break; case 112: bar = 6.79; break; case 113: bar = 6.74; break; case 114: bar = 6.68; break; case 115: bar = 6.63; break; case 116: bar = 6.57; break; case 117: bar = 6.52; break; case 118: bar = 6.47; break; case 119: bar = 6.42; break; case 120: bar = 6.37; break; case 121: bar = 6.32; break; case 122: bar = 6.27; break; case 123: bar = 6.23; break; case 124: bar = 6.18; break; case 125: bar = 6.13; break; case 126: bar = 6.09; break; case 127: bar = 6.04; break; case 128: bar = 6; break; case 129: bar = 5.95; break; case 130: bar = 5.91; break; case 131: bar = 5.87; break; case 132: bar = 5.83; break; case 133: bar = 5.79; break; case 134: bar = 5.75; break; case 135: bar = 5.71; break; case 136: bar = 5.67; break; case 137: bar = 5.63; break; case 138: bar = 5.59; break; case 139: bar = 5.55; break; case 140: bar = 5.51; break; case 141: bar = 5.47; break; case 142: bar = 5.44; break; case 143: bar = 5.4; break; case 144: bar = 5.37; break; case 145: bar = 5.33; break; case 146: bar = 5.3; break; case 147: bar = 5.26; break; case 148: bar = 5.23; break; case 149: bar = 5.19; break; case 150: bar = 5.16; break; case 151: bar = 5.13; break; case 152: bar = 5.09; break; case 153: bar = 5.06; break; case 154: bar = 5.03; break; case 155: bar = 5; break; case 156: bar = 4.97; break; case 157: bar = 4.94; break; case 158: bar = 4.91; break; case 159: bar = 4.88; break; case 160: bar = 4.85; break; case 161: bar = 4.82; break; case 162: bar = 4.79; break; case 163: bar = 4.76; break; case 164: bar = 4.73; break; case 165: bar = 4.7; break; case 166: bar = 4.68; break; case 167: bar = 4.65; break; case 168: bar = 4.62; break; case 169: bar = 4.59; break; case 170: bar = 4.57; break; case 171: bar = 4.54; break; case 172: bar = 4.52; break; case 173: bar = 4.49; break; case 174: bar = 4.46; break; case 175: bar = 4.44; break; case 176: bar = 4.41; break; case 177: bar = 4.39; break; case 178: bar = 4.36; break; case 179: bar = 4.34; break; case 180: bar = 4.32; break; case 181: bar = 4.29; break; case 182: bar = 4.27; break; case 183: bar = 4.25; break; case 184: bar = 4.22; break; case 185: bar = 4.2; break; case 186: bar = 4.18; break; case 187: bar = 4.15; break; case 188: bar = 4.13; break; case 189: bar = 4.11; break; case 190: bar = 4.09; break; case 191: bar = 4.07; break; case 192: bar = 4.05; break; case 193: bar = 4.02; break; case 194: bar = 4; break; case 195: bar = 3.98; break; case 196: bar = 3.96; break; case 197: bar = 3.94; break; case 198: bar = 3.92; break; case 199: bar = 3.9; break; case 200: bar = 3.88; break; case 201: bar = 3.86; break; case 202: bar = 3.84; break; case 203: bar = 3.82; break; case 204: bar = 3.8; break; case 205: bar = 3.78; break; case 206: bar = 3.77; break; case 207: bar = 3.75; break; case 208: bar = 3.73; break; case 209: bar = 3.71; break; case 210: bar = 3.69; break; case 211: bar = 3.67; break; case 212: bar = 3.66; break; case 213: bar = 3.64; break; case 214: bar = 3.62; break; case 215: bar = 3.6; break; case 216: bar = 3.59; break; case 217: bar = 3.57; break; case 218: bar = 3.55; break; case 219: bar = 3.53; break; case 220: bar = 3.52; break; case 221: bar = 3.5; break; case 222: bar = 3.48; break; case 223: bar = 3.47; break; case 224: bar = 3.45; break; case 225: bar = 3.44; break; case 226: bar = 3.42; break; case 227: bar = 3.4; break; case 228: bar = 3.39; break; case 229: bar = 3.37; break; case 230: bar = 3.36; break; case 231: bar = 3.34; break; case 232: bar = 3.33; break; case 233: bar = 3.31; break; case 234: bar = 3.3; break; case 235: bar = 3.28; break; case 236: bar = 3.27; break; case 237: bar = 3.25; break; case 238: bar = 3.24; break; case 239: bar = 3.22; break; case 240: bar = 3.21; break; case 241: bar = 3.19; break; case 242: bar = 3.18; break; case 243: bar = 3.17; break; case 244: bar = 3.15; break; case 245: bar = 3.14; break; case 246: bar = 3.12; break; case 247: bar = 3.11; break; case 248: bar = 3.1; break; case 249: bar = 3.08; break; case 250: bar = 3.07; break; case 251: bar = 3.06; break; case 252: bar = 3.04; break; case 253: bar = 3.03; break; case 254: bar = 3.02; break; case 255: bar = 3.01; break; case 256: bar = 2.99; break; case 257: bar = 2.98; break; case 258: bar = 2.97; break; case 259: bar = 2.96; break; case 260: bar = 2.94; break; case 261: bar = 2.93; break; case 262: bar = 2.92; break; case 263: bar = 2.91; break; case 264: bar = 2.89; break; case 265: bar = 2.88; break; case 266: bar = 2.87; break; case 267: bar = 2.86; break; case 268: bar = 2.85; break; case 269: bar = 2.83; break; case 270: bar = 2.82; break; case 271: bar = 2.81; break; case 272: bar = 2.8; break; case 273: bar = 2.79; break; case 274: bar = 2.78; break; case 275: bar = 2.77; break; case 276: bar = 2.76; break; case 277: bar = 2.74; break; case 278: bar = 2.73; break; case 279: bar = 2.72; break; case 280: bar = 2.71; break; case 281: bar = 2.7; break; case 282: bar = 2.69; break; case 283: bar = 2.68; break; case 284: bar = 2.67; break; case 285: bar = 2.66; break; case 286: bar = 2.65; break; case 287: bar = 2.64; break; case 288: bar = 2.63; break; case 289: bar = 2.62; break; case 290: bar = 2.61; break; case 291: bar = 2.6; break; case 292: bar = 2.59; break; case 293: bar = 2.58; break; case 294: bar = 2.57; break; case 295: bar = 2.56; break; case 296: bar = 2.55; break; case 297: bar = 2.54; break; case 298: bar = 2.53; break; case 299: bar = 2.52; break; case 300: bar = 2.51; break; case 301: bar = 2.5; break; case 302: bar = 2.49; break; case 303: bar = 2.48; break; case 304: bar = 2.47; break; case 305: bar = 2.46; break; case 306: bar = 2.45; break; case 307: bar = 2.44; break; case 308: bar = 2.43; break; case 309: bar = 2.42; break; case 310: bar = 2.41; break; case 311: bar = 2.41; break; case 312: bar = 2.4; break; case 313: bar = 2.39; break; case 314: bar = 2.38; break; case 315: bar = 2.37; break; case 316: bar = 2.36; break; case 317: bar = 2.35; break; case 318: bar = 2.34; break; case 319: bar = 2.34; break; case 320: bar = 2.33; break; case 321: bar = 2.32; break; case 322: bar = 2.31; break; case 323: bar = 2.3; break; case 324: bar = 2.29; break; case 325: bar = 2.28; break; case 326: bar = 2.28; break; case 327: bar = 2.27; break; case 328: bar = 2.26; break; case 329: bar = 2.25; break; case 330: bar = 2.24; break; case 331: bar = 2.24; break; case 332: bar = 2.23; break; case 333: bar = 2.22; break; case 334: bar = 2.21; break; case 335: bar = 2.2; break; case 336: bar = 2.2; break; case 337: bar = 2.19; break; case 338: bar = 2.18; break; case 339: bar = 2.17; break; case 340: bar = 2.17; break; case 341: bar = 2.16; break; case 342: bar = 2.15; break; case 343: bar = 2.14; break; case 344: bar = 2.13; break; case 345: bar = 2.13; break; case 346: bar = 2.12; break; case 347: bar = 2.11; break; case 348: bar = 2.11; break; case 349: bar = 2.1; break; case 350: bar = 2.09; break; case 351: bar = 2.08; break; case 352: bar = 2.08; break; case 353: bar = 2.07; break; case 354: bar = 2.06; break; case 355: bar = 2.05; break; case 356: bar = 2.05; break; case 357: bar = 2.04; break; case 358: bar = 2.03; break; case 359: bar = 2.03; break; case 360: bar = 2.02; break; case 361: bar = 2.01; break; case 362: bar = 2.01; break; case 363: bar = 2; break; case 364: bar = 1.99; break; case 365: bar = 1.99; break; case 366: bar = 1.98; break; case 367: bar = 1.97; break; case 368: bar = 1.97; break; case 369: bar = 1.96; break; case 370: bar = 1.95; break; case 371: bar = 1.95; break; case 372: bar = 1.94; break; case 373: bar = 1.93; break; case 374: bar = 1.93; break; case 375: bar = 1.92; break; case 376: bar = 1.91; break; case 377: bar = 1.91; break; case 378: bar = 1.9; break; case 379: bar = 1.89; break; case 380: bar = 1.89; break; case 381: bar = 1.88; break; case 382: bar = 1.88; break; case 383: bar = 1.87; break; case 384: bar = 1.86; break; case 385: bar = 1.86; break; case 386: bar = 1.85; break; case 387: bar = 1.85; break; case 388: bar = 1.84; break; case 389: bar = 1.83; break; case 390: bar = 1.83; break; case 391: bar = 1.82; break; case 392: bar = 1.82; break; case 393: bar = 1.81; break; case 394: bar = 1.8; break; case 395: bar = 1.8; break; case 396: bar = 1.79; break; case 397: bar = 1.79; break; case 398: bar = 1.78; break; case 399: bar = 1.77; break; case 400: bar = 1.77; break; case 401: bar = 1.76; break; case 402: bar = 1.76; break; case 403: bar = 1.75; break; case 404: bar = 1.75; break; case 405: bar = 1.74; break; case 406: bar = 1.73; break; case 407: bar = 1.73; break; case 408: bar = 1.72; break; case 409: bar = 1.72; break; case 410: bar = 1.71; break; case 411: bar = 1.71; break; case 412: bar = 1.7; break; case 413: bar = 1.7; break; case 414: bar = 1.69; break; case 415: bar = 1.69; break; case 416: bar = 1.68; break; case 417: bar = 1.67; break; case 418: bar = 1.67; break; case 419: bar = 1.66; break; case 420: bar = 1.66; break; case 421: bar = 1.65; break; case 422: bar = 1.65; break; case 423: bar = 1.64; break; case 424: bar = 1.64; break; case 425: bar = 1.63; break; case 426: bar = 1.63; break; case 427: bar = 1.62; break; case 428: bar = 1.62; break; case 429: bar = 1.61; break; case 430: bar = 1.61; break; case 431: bar = 1.6; break; case 432: bar = 1.6; break; case 433: bar = 1.59; break; case 434: bar = 1.59; break; case 435: bar = 1.58; break; case 436: bar = 1.58; break; case 437: bar = 1.57; break; case 438: bar = 1.57; break; case 439: bar = 1.56; break; case 440: bar = 1.56; break; case 441: bar = 1.55; break; case 442: bar = 1.55; break; case 443: bar = 1.54; break; case 444: bar = 1.54; break; case 445: bar = 1.53; break; case 446: bar = 1.53; break; case 447: bar = 1.53; break; case 448: bar = 1.52; break; case 449: bar = 1.52; break; case 450: bar = 1.51; break; case 451: bar = 1.51; break; case 452: bar = 1.5; break; case 453: bar = 1.5; break; case 454: bar = 1.49; break; case 455: bar = 1.49; break; case 456: bar = 1.48; break; case 457: bar = 1.48; break; case 458: bar = 1.47; break; case 459: bar = 1.47; break; case 460: bar = 1.47; break; case 461: bar = 1.46; break; case 462: bar = 1.46; break; case 463: bar = 1.45; break; case 464: bar = 1.45; break; case 465: bar = 1.44; break; case 466: bar = 1.44; break; case 467: bar = 1.44; break; case 468: bar = 1.43; break; case 469: bar = 1.43; break; case 470: bar = 1.42; break; case 471: bar = 1.42; break; case 472: bar = 1.41; break; case 473: bar = 1.41; break; case 474: bar = 1.41; break; case 475: bar = 1.4; break; case 476: bar = 1.4; break; case 477: bar = 1.39; break; case 478: bar = 1.39; break; case 479: bar = 1.38; break; case 480: bar = 1.38; break; case 481: bar = 1.38; break; case 482: bar = 1.37; break; case 483: bar = 1.37; break; case 484: bar = 1.36; break; case 485: bar = 1.36; break; case 486: bar = 1.36; break; case 487: bar = 1.35; break; case 488: bar = 1.35; break; case 489: bar = 1.34; break; case 490: bar = 1.34; break; case 491: bar = 1.34; break; case 492: bar = 1.33; break; case 493: bar = 1.33; break; case 494: bar = 1.32; break; case 495: bar = 1.32; break; case 496: bar = 1.32; break; case 497: bar = 1.31; break; case 498: bar = 1.31; break; case 499: bar = 1.3; break; case 500: bar = 1.3; break; case 501: bar = 1.3; break; case 502: bar = 1.29; break; case 503: bar = 1.29; break; case 504: bar = 1.29; break; case 505: bar = 1.28; break; case 506: bar = 1.28; break; case 507: bar = 1.27; break; case 508: bar = 1.27; break; case 509: bar = 1.27; break; case 510: bar = 1.26; break; case 511: bar = 1.26; break; case 512: bar = 1.26; break; case 513: bar = 1.25; break; case 514: bar = 1.25; break; case 515: bar = 1.24; break; case 516: bar = 1.24; break; case 517: bar = 1.24; break; case 518: bar = 1.23; break; case 519: bar = 1.23; break; case 520: bar = 1.23; break; case 521: bar = 1.22; break; case 522: bar = 1.22; break; case 523: bar = 1.22; break; case 524: bar = 1.21; break; case 525: bar = 1.21; break; case 526: bar = 1.21; break; case 527: bar = 1.2; break; case 528: bar = 1.2; break; case 529: bar = 1.2; break; case 530: bar = 1.19; break; case 531: bar = 1.19; break; case 532: bar = 1.18; break; case 533: bar = 1.18; break; case 534: bar = 1.18; break; case 535: bar = 1.17; break; case 536: bar = 1.17; break; case 537: bar = 1.17; break; case 538: bar = 1.16; break; case 539: bar = 1.16; break; case 540: bar = 1.16; break; case 541: bar = 1.15; break; case 542: bar = 1.15; break; case 543: bar = 1.15; break; case 544: bar = 1.14; break; case 545: bar = 1.14; break; case 546: bar = 1.14; break; case 547: bar = 1.13; break; case 548: bar = 1.13; break; case 549: bar = 1.13; break; case 550: bar = 1.12; break; case 551: bar = 1.12; break; case 552: bar = 1.12; break; case 553: bar = 1.12; break; case 554: bar = 1.11; break; case 555: bar = 1.11; break; case 556: bar = 1.11; break; case 557: bar = 1.1; break; case 558: bar = 1.1; break; case 559: bar = 1.1; break; case 560: bar = 1.09; break; case 561: bar = 1.09; break; case 562: bar = 1.09; break; case 563: bar = 1.08; break; case 564: bar = 1.08; break; case 565: bar = 1.08; break; case 566: bar = 1.07; break; case 567: bar = 1.07; break; case 568: bar = 1.07; break; case 569: bar = 1.07; break; case 570: bar = 1.06; break; case 571: bar = 1.06; break; case 572: bar = 1.06; break; case 573: bar = 1.05; break; case 574: bar = 1.05; break; case 575: bar = 1.05; break; case 576: bar = 1.04; break; case 577: bar = 1.04; break; case 578: bar = 1.04; break; case 579: bar = 1.04; break; case 580: bar = 1.03; break; case 581: bar = 1.03; break; case 582: bar = 1.03; break; case 583: bar = 1.02; break; case 584: bar = 1.02; break; case 585: bar = 1.02; break; case 586: bar = 1.02; break; case 587: bar = 1.01; break; case 588: bar = 1.01; break; case 589: bar = 1.01; break; case 590: bar = 1; break; case 591: bar = 1; break; case 592: bar = 1; break; case 593: bar = 1; break; case 594: bar = 0.99; break; case 595: bar = 0.99; break; case 596: bar = 0.99; break; case 597: bar = 0.98; break; case 598: bar = 0.98; break; case 599: bar = 0.98; break; case 600: bar = 0.98; break; case 601: bar = 0.97; break; case 602: bar = 0.97; break; case 603: bar = 0.97; break; case 604: bar = 0.96; break; case 605: bar = 0.96; break; case 606: bar = 0.96; break; case 607: bar = 0.96; break; case 608: bar = 0.95; break; case 609: bar = 0.95; break; case 610: bar = 0.95; break; case 611: bar = 0.95; break; case 612: bar = 0.94; break; case 613: bar = 0.94; break; case 614: bar = 0.94; break; case 615: bar = 0.94; break; case 616: bar = 0.93; break; case 617: bar = 0.93; break; case 618: bar = 0.93; break; case 619: bar = 0.92; break; case 620: bar = 0.92; break; case 621: bar = 0.92; break; case 622: bar = 0.92; break; case 623: bar = 0.91; break; case 624: bar = 0.91; break; case 625: bar = 0.91; break; case 626: bar = 0.91; break; case 627: bar = 0.9; break; case 628: bar = 0.9; break; case 629: bar = 0.9; break; case 630: bar = 0.9; break; case 631: bar = 0.89; break; case 632: bar = 0.89; break; case 633: bar = 0.89; break; case 634: bar = 0.89; break; case 635: bar = 0.88; break; case 636: bar = 0.88; break; case 637: bar = 0.88; break; case 638: bar = 0.88; break; case 639: bar = 0.87; break; case 640: bar = 0.87; break; case 641: bar = 0.87; break; case 642: bar = 0.87; break; case 643: bar = 0.86; break; case 644: bar = 0.86; break; case 645: bar = 0.86; break; case 646: bar = 0.86; break; case 647: bar = 0.85; break; case 648: bar = 0.85; break; case 649: bar = 0.85; break; case 650: bar = 0.85; break; case 651: bar = 0.84; break; case 652: bar = 0.84; break; case 653: bar = 0.84; break; case 654: bar = 0.84; break; case 655: bar = 0.84; break; case 656: bar = 0.83; break; case 657: bar = 0.83; break; case 658: bar = 0.83; break; case 659: bar = 0.83; break; case 660: bar = 0.82; break; case 661: bar = 0.82; break; case 662: bar = 0.82; break; case 663: bar = 0.82; break; case 664: bar = 0.81; break; case 665: bar = 0.81; break; case 666: bar = 0.81; break; case 667: bar = 0.81; break; case 668: bar = 0.81; break; case 669: bar = 0.8; break; case 670: bar = 0.8; break; case 671: bar = 0.8; break; case 672: bar = 0.8; break; case 673: bar = 0.79; break; case 674: bar = 0.79; break; case 675: bar = 0.79; break; case 676: bar = 0.79; break; case 677: bar = 0.78; break; case 678: bar = 0.78; break; case 679: bar = 0.78; break; case 680: bar = 0.78; break; case 681: bar = 0.78; break; case 682: bar = 0.77; break; case 683: bar = 0.77; break; case 684: bar = 0.77; break; case 685: bar = 0.77; break; case 686: bar = 0.77; break; case 687: bar = 0.76; break; case 688: bar = 0.76; break; case 689: bar = 0.76; break; case 690: bar = 0.76; break; case 691: bar = 0.75; break; case 692: bar = 0.75; break; case 693: bar = 0.75; break; case 694: bar = 0.75; break; case 695: bar = 0.75; break; case 696: bar = 0.74; break; case 697: bar = 0.74; break; case 698: bar = 0.74; break; case 699: bar = 0.74; break; case 700: bar = 0.74; break; case 701: bar = 0.73; break; case 702: bar = 0.73; break; case 703: bar = 0.73; break; case 704: bar = 0.73; break; case 705: bar = 0.72; break; case 706: bar = 0.72; break; case 707: bar = 0.72; break; case 708: bar = 0.72; break; case 709: bar = 0.72; break; case 710: bar = 0.71; break; case 711: bar = 0.71; break; case 712: bar = 0.71; break; case 713: bar = 0.71; break; case 714: bar = 0.71; break; case 715: bar = 0.7; break; case 716: bar = 0.7; break; case 717: bar = 0.7; break; case 718: bar = 0.7; break; case 719: bar = 0.7; break; case 720: bar = 0.69; break; case 721: bar = 0.69; break; case 722: bar = 0.69; break; case 723: bar = 0.69; break; case 724: bar = 0.69; break; case 725: bar = 0.68; break; case 726: bar = 0.68; break; case 727: bar = 0.68; break; case 728: bar = 0.68; break; case 729: bar = 0.68; break; case 730: bar = 0.67; break; case 731: bar = 0.67; break; case 732: bar = 0.67; break; case 733: bar = 0.67; break; case 734: bar = 0.67; break; case 735: bar = 0.67; break; case 736: bar = 0.66; break; case 737: bar = 0.66; break; case 738: bar = 0.66; break; case 739: bar = 0.66; break; case 740: bar = 0.66; break; case 741: bar = 0.65; break; case 742: bar = 0.65; break; case 743: bar = 0.65; break; case 744: bar = 0.65; break; case 745: bar = 0.65; break; case 746: bar = 0.64; break; case 747: bar = 0.64; break; case 748: bar = 0.64; break; case 749: bar = 0.64; break; case 750: bar = 0.64; break; case 751: bar = 0.64; break; case 752: bar = 0.63; break; case 753: bar = 0.63; break; case 754: bar = 0.63; break; case 755: bar = 0.63; break; case 756: bar = 0.63; break; case 757: bar = 0.62; break; case 758: bar = 0.62; break; case 759: bar = 0.62; break; case 760: bar = 0.62; break; case 761: bar = 0.62; break; case 762: bar = 0.61; break; case 763: bar = 0.61; break; case 764: bar = 0.61; break; case 765: bar = 0.61; break; case 766: bar = 0.61; break; case 767: bar = 0.61; break; case 768: bar = 0.6; break; case 769: bar = 0.6; break; case 770: bar = 0.6; break; case 771: bar = 0.6; break; case 772: bar = 0.6; break; case 773: bar = 0.6; break; case 774: bar = 0.59; break; case 775: bar = 0.59; break; case 776: bar = 0.59; break; case 777: bar = 0.59; break; case 778: bar = 0.59; break; case 779: bar = 0.59; break; case 780: bar = 0.58; break; case 781: bar = 0.58; break; case 782: bar = 0.58; break; case 783: bar = 0.58; break; case 784: bar = 0.58; break; case 785: bar = 0.57; break; case 786: bar = 0.57; break; case 787: bar = 0.57; break; case 788: bar = 0.57; break; case 789: bar = 0.57; break; case 790: bar = 0.57; break; case 791: bar = 0.56; break; case 792: bar = 0.56; break; case 793: bar = 0.56; break; case 794: bar = 0.56; break; case 795: bar = 0.56; break; case 796: bar = 0.56; break; case 797: bar = 0.55; break; case 798: bar = 0.55; break; case 799: bar = 0.55; break; case 800: bar = 0.55; break; case 801: bar = 0.55; break; case 802: bar = 0.55; break; case 803: bar = 0.54; break; case 804: bar = 0.54; break; case 805: bar = 0.54; break; case 806: bar = 0.54; break; case 807: bar = 0.54; break; case 808: bar = 0.54; break; case 809: bar = 0.53; break; case 810: bar = 0.53; break; case 811: bar = 0.53; break; case 812: bar = 0.53; break; case 813: bar = 0.53; break; case 814: bar = 0.53; break; case 815: bar = 0.53; break; case 816: bar = 0.52; break; case 817: bar = 0.52; break; case 818: bar = 0.52; break; case 819: bar = 0.52; break; case 820: bar = 0.52; break; case 821: bar = 0.52; break; case 822: bar = 0.51; break; case 823: bar = 0.51; break; case 824: bar = 0.51; break; case 825: bar = 0.51; break; case 826: bar = 0.51; break; case 827: bar = 0.51; break; case 828: bar = 0.5; break; case 829: bar = 0.5; break; case 830: bar = 0.5; break; case 831: bar = 0.5; break; case 832: bar = 0.5; break; case 833: bar = 0.5; break; case 834: bar = 0.5; break; case 835: bar = 0.49; break; case 836: bar = 0.49; break; case 837: bar = 0.49; break; case 838: bar = 0.49; break; case 839: bar = 0.49; break; case 840: bar = 0.49; break; case 841: bar = 0.48; break; case 842: bar = 0.48; break; case 843: bar = 0.48; break; case 844: bar = 0.48; break; case 845: bar = 0.48; break; case 846: bar = 0.48; break; case 847: bar = 0.48; break; case 848: bar = 0.47; break; case 849: bar = 0.47; break; case 850: bar = 0.47; break; case 851: bar = 0.47; break; case 852: bar = 0.47; break; case 853: bar = 0.47; break; case 854: bar = 0.47; break; case 855: bar = 0.46; break; case 856: bar = 0.46; break; case 857: bar = 0.46; break; case 858: bar = 0.46; break; case 859: bar = 0.46; break; case 860: bar = 0.46; break; case 861: bar = 0.46; break; case 862: bar = 0.45; break; case 863: bar = 0.45; break; case 864: bar = 0.45; break; case 865: bar = 0.45; break; case 866: bar = 0.45; break; case 867: bar = 0.45; break; case 868: bar = 0.45; break; case 869: bar = 0.44; break; case 870: bar = 0.44; break; case 871: bar = 0.44; break; case 872: bar = 0.44; break; case 873: bar = 0.44; break; case 874: bar = 0.44; break; case 875: bar = 0.44; break; case 876: bar = 0.43; break; case 877: bar = 0.43; break; case 878: bar = 0.43; break; case 879: bar = 0.43; break; case 880: bar = 0.43; break; case 881: bar = 0.43; break; case 882: bar = 0.43; break; case 883: bar = 0.42; break; case 884: bar = 0.42; break; case 885: bar = 0.42; break; case 886: bar = 0.42; break; case 887: bar = 0.42; break; case 888: bar = 0.42; break; case 889: bar = 0.42; break; case 890: bar = 0.41; break; case 891: bar = 0.41; break; case 892: bar = 0.41; break; case 893: bar = 0.41; break; case 894: bar = 0.41; break; case 895: bar = 0.41; break; case 896: bar = 0.41; break; case 897: bar = 0.41; break; case 898: bar = 0.4; break; case 899: bar = 0.4; break; case 900: bar = 0.4; break; case 901: bar = 0.4; break; case 902: bar = 0.4; break; case 903: bar = 0.4; break; case 904: bar = 0.4; break; case 905: bar = 0.39; break; case 906: bar = 0.39; break; case 907: bar = 0.39; break; case 908: bar = 0.39; break; case 909: bar = 0.39; break; case 910: bar = 0.39; break; case 911: bar = 0.39; break; case 912: bar = 0.39; break; case 913: bar = 0.38; break; case 914: bar = 0.38; break; case 915: bar = 0.38; break; case 916: bar = 0.38; break; case 917: bar = 0.38; break; case 918: bar = 0.38; break; case 919: bar = 0.38; break; case 920: bar = 0.38; break; case 921: bar = 0.37; break; case 922: bar = 0.37; break; case 923: bar = 0.37; break; case 924: bar = 0.37; break; case 925: bar = 0.37; break; case 926: bar = 0.37; break; case 927: bar = 0.37; break; case 928: bar = 0.37; break; case 929: bar = 0.36; break; case 930: bar = 0.36; break; case 931: bar = 0.36; break; case 932: bar = 0.36; break; case 933: bar = 0.36; break; case 934: bar = 0.36; break; case 935: bar = 0.36; break; case 936: bar = 0.36; break; case 937: bar = 0.35; break; case 938: bar = 0.35; break; case 939: bar = 0.35; break; case 940: bar = 0.35; break; case 941: bar = 0.35; break; case 942: bar = 0.35; break; case 943: bar = 0.35; break; case 944: bar = 0.35; break; case 945: bar = 0.34; break; case 946: bar = 0.34; break; case 947: bar = 0.34; break; case 948: bar = 0.34; break; case 949: bar = 0.34; break; case 950: bar = 0.34; break; case 951: bar = 0.34; break; case 952: bar = 0.34; break; case 953: bar = 0.33; break; case 954: bar = 0.33; break; case 955: bar = 0.33; break; case 956: bar = 0.33; break; case 957: bar = 0.33; break; case 958: bar = 0.33; break; case 959: bar = 0.33; break; case 960: bar = 0.33; break; case 961: bar = 0.32; break; case 962: bar = 0.32; break; case 963: bar = 0.32; break; case 964: bar = 0.32; break; case 965: bar = 0.32; break; case 966: bar = 0.32; break; case 967: bar = 0.32; break; case 968: bar = 0.32; break; case 969: bar = 0.32; break; case 970: bar = 0.31; break; case 971: bar = 0.31; break; case 972: bar = 0.31; break; case 973: bar = 0.31; break; case 974: bar = 0.31; break; case 975: bar = 0.31; break; case 976: bar = 0.31; break; case 977: bar = 0.31; break; case 978: bar = 0.3; break; case 979: bar = 0.3; break; case 980: bar = 0.3; break; case 981: bar = 0.3; break; case 982: bar = 0.3; break; case 983: bar = 0.3; break; case 984: bar = 0.3; break; case 985: bar = 0.3; break; case 986: bar = 0.3; break; case 987: bar = 0.29; break; case 988: bar = 0.29; break; case 989: bar = 0.29; break; case 990: bar = 0.29; break; case 991: bar = 0.29; break; case 992: bar = 0.29; break; case 993: bar = 0.29; break; case 994: bar = 0.29; break; case 995: bar = 0.29; break; case 996: bar = 0.28; break; case 997: bar = 0.28; break; case 998: bar = 0.28; break; case 999: bar = 0.28; break; case 1000: bar = 0.28; break; case 1001: bar = 0.28; break; case 1002: bar = 0.28; break; case 1003: bar = 0.28; break; case 1004: bar = 0.28; break; case 1005: bar = 0.27; break; case 1006: bar = 0.27; break; case 1007: bar = 0.27; break; case 1008: bar = 0.27; break; case 1009: bar = 0.27; break; case 1010: bar = 0.27; break; case 1011: bar = 0.27; break; case 1012: bar = 0.27; break; case 1013: bar = 0.27; break; case 1014: bar = 0.26; break; case 1015: bar = 0.26; break; case 1016: bar = 0.26; break; case 1017: bar = 0.26; break; case 1018: bar = 0.26; break; case 1019: bar = 0.26; break; case 1020: bar = 0.26; break; case 1021: bar = 0.26; break; case 1022: bar = 0.26; break; case 1023: bar = 0.26; break; case 1024: bar = 0.25; break;
case 83: bar = 8.9; break; | case 83: bar = 8.9; break; case 84: bar = 8.81; break; case 85: bar = 8.71; break; case 86: bar = 8.62; break; case 87: bar = 8.53; break; case 88: bar = 8.45; break; case 89: bar = 8.36; break; case 90: bar = 8.28; break; case 91: bar = 8.2; break; case 92: bar = 8.12; break; case 93: bar = 8.04; break; case 94: bar = 7.96; break; case 95: bar = 7.89; break; case 96: bar = 7.81; break; case 97: bar = 7.74; break; case 98: bar = 7.67; break; case 99: bar = 7.6; break; case 100: bar = 7.53; break; case 101: bar = 7.46; break; case 102: bar = 7.4; break; case 103: bar = 7.33; break; case 104: bar = 7.27; break; case 105: bar = 7.2; break; case 106: bar = 7.14; break; case 107: bar = 7.08; break; case 108: bar = 7.02; break; case 109: bar = 6.96; break; case 110: bar = 6.9; break; case 111: bar = 6.85; break; case 112: bar = 6.79; break; case 113: bar = 6.74; break; case 114: bar = 6.68; break; case 115: bar = 6.63; break; case 116: bar = 6.57; break; case 117: bar = 6.52; break; case 118: bar = 6.47; break; case 119: bar = 6.42; break; case 120: bar = 6.37; break; case 121: bar = 6.32; break; case 122: bar = 6.27; break; case 123: bar = 6.23; break; case 124: bar = 6.18; break; case 125: bar = 6.13; break; case 126: bar = 6.09; break; case 127: bar = 6.04; break; case 128: bar = 6; break; case 129: bar = 5.95; break; case 130: bar = 5.91; break; case 131: bar = 5.87; break; case 132: bar = 5.83; break; case 133: bar = 5.79; break; case 134: bar = 5.75; break; case 135: bar = 5.71; break; case 136: bar = 5.67; break; case 137: bar = 5.63; break; case 138: bar = 5.59; break; case 139: bar = 5.55; break; case 140: bar = 5.51; break; case 141: bar = 5.47; break; case 142: bar = 5.44; break; case 143: bar = 5.4; break; case 144: bar = 5.37; break; case 145: bar = 5.33; break; case 146: bar = 5.3; break; case 147: bar = 5.26; break; case 148: bar = 5.23; break; case 149: bar = 5.19; break; case 150: bar = 5.16; break; case 151: bar = 5.13; break; case 152: bar = 5.09; break; case 153: bar = 5.06; break; case 154: bar = 5.03; break; case 155: bar = 5; break; case 156: bar = 4.97; break; case 157: bar = 4.94; break; case 158: bar = 4.91; break; case 159: bar = 4.88; break; case 160: bar = 4.85; break; case 161: bar = 4.82; break; case 162: bar = 4.79; break; case 163: bar = 4.76; break; case 164: bar = 4.73; break; case 165: bar = 4.7; break; case 166: bar = 4.68; break; case 167: bar = 4.65; break; case 168: bar = 4.62; break; case 169: bar = 4.59; break; case 170: bar = 4.57; break; case 171: bar = 4.54; break; case 172: bar = 4.52; break; case 173: bar = 4.49; break; case 174: bar = 4.46; break; case 175: bar = 4.44; break; case 176: bar = 4.41; break; case 177: bar = 4.39; break; case 178: bar = 4.36; break; case 179: bar = 4.34; break; case 180: bar = 4.32; break; case 181: bar = 4.29; break; case 182: bar = 4.27; break; case 183: bar = 4.25; break; case 184: bar = 4.22; break; case 185: bar = 4.2; break; case 186: bar = 4.18; break; case 187: bar = 4.15; break; case 188: bar = 4.13; break; case 189: bar = 4.11; break; case 190: bar = 4.09; break; case 191: bar = 4.07; break; case 192: bar = 4.05; break; case 193: bar = 4.02; break; case 194: bar = 4; break; case 195: bar = 3.98; break; case 196: bar = 3.96; break; case 197: bar = 3.94; break; case 198: bar = 3.92; break; case 199: bar = 3.9; break; case 200: bar = 3.88; break; case 201: bar = 3.86; break; case 202: bar = 3.84; break; case 203: bar = 3.82; break; case 204: bar = 3.8; break; case 205: bar = 3.78; break; case 206: bar = 3.77; break; case 207: bar = 3.75; break; case 208: bar = 3.73; break; case 209: bar = 3.71; break; case 210: bar = 3.69; break; case 211: bar = 3.67; break; case 212: bar = 3.66; break; case 213: bar = 3.64; break; case 214: bar = 3.62; break; case 215: bar = 3.6; break; case 216: bar = 3.59; break; case 217: bar = 3.57; break; case 218: bar = 3.55; break; case 219: bar = 3.53; break; case 220: bar = 3.52; break; case 221: bar = 3.5; break; case 222: bar = 3.48; break; case 223: bar = 3.47; break; case 224: bar = 3.45; break; case 225: bar = 3.44; break; case 226: bar = 3.42; break; case 227: bar = 3.4; break; case 228: bar = 3.39; break; case 229: bar = 3.37; break; case 230: bar = 3.36; break; case 231: bar = 3.34; break; case 232: bar = 3.33; break; case 233: bar = 3.31; break; case 234: bar = 3.3; break; case 235: bar = 3.28; break; case 236: bar = 3.27; break; case 237: bar = 3.25; break; case 238: bar = 3.24; break; case 239: bar = 3.22; break; case 240: bar = 3.21; break; case 241: bar = 3.19; break; case 242: bar = 3.18; break; case 243: bar = 3.17; break; case 244: bar = 3.15; break; case 245: bar = 3.14; break; case 246: bar = 3.12; break; case 247: bar = 3.11; break; case 248: bar = 3.1; break; case 249: bar = 3.08; break; case 250: bar = 3.07; break; case 251: bar = 3.06; break; case 252: bar = 3.04; break; case 253: bar = 3.03; break; case 254: bar = 3.02; break; case 255: bar = 3.01; break; case 256: bar = 2.99; break; case 257: bar = 2.98; break; case 258: bar = 2.97; break; case 259: bar = 2.96; break; case 260: bar = 2.94; break; case 261: bar = 2.93; break; case 262: bar = 2.92; break; case 263: bar = 2.91; break; case 264: bar = 2.89; break; case 265: bar = 2.88; break; case 266: bar = 2.87; break; case 267: bar = 2.86; break; case 268: bar = 2.85; break; case 269: bar = 2.83; break; case 270: bar = 2.82; break; case 271: bar = 2.81; break; case 272: bar = 2.8; break; case 273: bar = 2.79; break; case 274: bar = 2.78; break; case 275: bar = 2.77; break; case 276: bar = 2.76; break; case 277: bar = 2.74; break; case 278: bar = 2.73; break; case 279: bar = 2.72; break; case 280: bar = 2.71; break; case 281: bar = 2.7; break; case 282: bar = 2.69; break; case 283: bar = 2.68; break; case 284: bar = 2.67; break; case 285: bar = 2.66; break; case 286: bar = 2.65; break; case 287: bar = 2.64; break; case 288: bar = 2.63; break; case 289: bar = 2.62; break; case 290: bar = 2.61; break; case 291: bar = 2.6; break; case 292: bar = 2.59; break; case 293: bar = 2.58; break; case 294: bar = 2.57; break; case 295: bar = 2.56; break; case 296: bar = 2.55; break; case 297: bar = 2.54; break; case 298: bar = 2.53; break; case 299: bar = 2.52; break; case 300: bar = 2.51; break; case 301: bar = 2.5; break; case 302: bar = 2.49; break; case 303: bar = 2.48; break; case 304: bar = 2.47; break; case 305: bar = 2.46; break; case 306: bar = 2.45; break; case 307: bar = 2.44; break; case 308: bar = 2.43; break; case 309: bar = 2.42; break; case 310: bar = 2.41; break; case 311: bar = 2.41; break; case 312: bar = 2.4; break; case 313: bar = 2.39; break; case 314: bar = 2.38; break; case 315: bar = 2.37; break; case 316: bar = 2.36; break; case 317: bar = 2.35; break; case 318: bar = 2.34; break; case 319: bar = 2.34; break; case 320: bar = 2.33; break; case 321: bar = 2.32; break; case 322: bar = 2.31; break; case 323: bar = 2.3; break; case 324: bar = 2.29; break; case 325: bar = 2.28; break; case 326: bar = 2.28; break; case 327: bar = 2.27; break; case 328: bar = 2.26; break; case 329: bar = 2.25; break; case 330: bar = 2.24; break; case 331: bar = 2.24; break; case 332: bar = 2.23; break; case 333: bar = 2.22; break; case 334: bar = 2.21; break; case 335: bar = 2.2; break; case 336: bar = 2.2; break; case 337: bar = 2.19; break; case 338: bar = 2.18; break; case 339: bar = 2.17; break; case 340: bar = 2.17; break; case 341: bar = 2.16; break; case 342: bar = 2.15; break; case 343: bar = 2.14; break; case 344: bar = 2.13; break; case 345: bar = 2.13; break; case 346: bar = 2.12; break; case 347: bar = 2.11; break; case 348: bar = 2.11; break; case 349: bar = 2.1; break; case 350: bar = 2.09; break; case 351: bar = 2.08; break; case 352: bar = 2.08; break; case 353: bar = 2.07; break; case 354: bar = 2.06; break; case 355: bar = 2.05; break; case 356: bar = 2.05; break; case 357: bar = 2.04; break; case 358: bar = 2.03; break; case 359: bar = 2.03; break; case 360: bar = 2.02; break; case 361: bar = 2.01; break; case 362: bar = 2.01; break; case 363: bar = 2; break; case 364: bar = 1.99; break; case 365: bar = 1.99; break; case 366: bar = 1.98; break; case 367: bar = 1.97; break; case 368: bar = 1.97; break; case 369: bar = 1.96; break; case 370: bar = 1.95; break; case 371: bar = 1.95; break; case 372: bar = 1.94; break; case 373: bar = 1.93; break; case 374: bar = 1.93; break; case 375: bar = 1.92; break; case 376: bar = 1.91; break; case 377: bar = 1.91; break; case 378: bar = 1.9; break; case 379: bar = 1.89; break; case 380: bar = 1.89; break; case 381: bar = 1.88; break; case 382: bar = 1.88; break; case 383: bar = 1.87; break; case 384: bar = 1.86; break; case 385: bar = 1.86; break; case 386: bar = 1.85; break; case 387: bar = 1.85; break; case 388: bar = 1.84; break; case 389: bar = 1.83; break; case 390: bar = 1.83; break; case 391: bar = 1.82; break; case 392: bar = 1.82; break; case 393: bar = 1.81; break; case 394: bar = 1.8; break; case 395: bar = 1.8; break; case 396: bar = 1.79; break; case 397: bar = 1.79; break; case 398: bar = 1.78; break; case 399: bar = 1.77; break; case 400: bar = 1.77; break; case 401: bar = 1.76; break; case 402: bar = 1.76; break; case 403: bar = 1.75; break; case 404: bar = 1.75; break; case 405: bar = 1.74; break; case 406: bar = 1.73; break; case 407: bar = 1.73; break; case 408: bar = 1.72; break; case 409: bar = 1.72; break; case 410: bar = 1.71; break; case 411: bar = 1.71; break; case 412: bar = 1.7; break; case 413: bar = 1.7; break; case 414: bar = 1.69; break; case 415: bar = 1.69; break; case 416: bar = 1.68; break; case 417: bar = 1.67; break; case 418: bar = 1.67; break; case 419: bar = 1.66; break; case 420: bar = 1.66; break; case 421: bar = 1.65; break; case 422: bar = 1.65; break; case 423: bar = 1.64; break; case 424: bar = 1.64; break; case 425: bar = 1.63; break; case 426: bar = 1.63; break; case 427: bar = 1.62; break; case 428: bar = 1.62; break; case 429: bar = 1.61; break; case 430: bar = 1.61; break; case 431: bar = 1.6; break; case 432: bar = 1.6; break; case 433: bar = 1.59; break; case 434: bar = 1.59; break; case 435: bar = 1.58; break; case 436: bar = 1.58; break; case 437: bar = 1.57; break; case 438: bar = 1.57; break; case 439: bar = 1.56; break; case 440: bar = 1.56; break; case 441: bar = 1.55; break; case 442: bar = 1.55; break; case 443: bar = 1.54; break; case 444: bar = 1.54; break; case 445: bar = 1.53; break; case 446: bar = 1.53; break; case 447: bar = 1.53; break; case 448: bar = 1.52; break; case 449: bar = 1.52; break; case 450: bar = 1.51; break; case 451: bar = 1.51; break; case 452: bar = 1.5; break; case 453: bar = 1.5; break; case 454: bar = 1.49; break; case 455: bar = 1.49; break; case 456: bar = 1.48; break; case 457: bar = 1.48; break; case 458: bar = 1.47; break; case 459: bar = 1.47; break; case 460: bar = 1.47; break; case 461: bar = 1.46; break; case 462: bar = 1.46; break; case 463: bar = 1.45; break; case 464: bar = 1.45; break; case 465: bar = 1.44; break; case 466: bar = 1.44; break; case 467: bar = 1.44; break; case 468: bar = 1.43; break; case 469: bar = 1.43; break; case 470: bar = 1.42; break; case 471: bar = 1.42; break; case 472: bar = 1.41; break; case 473: bar = 1.41; break; case 474: bar = 1.41; break; case 475: bar = 1.4; break; case 476: bar = 1.4; break; case 477: bar = 1.39; break; case 478: bar = 1.39; break; case 479: bar = 1.38; break; case 480: bar = 1.38; break; case 481: bar = 1.38; break; case 482: bar = 1.37; break; case 483: bar = 1.37; break; case 484: bar = 1.36; break; case 485: bar = 1.36; break; case 486: bar = 1.36; break; case 487: bar = 1.35; break; case 488: bar = 1.35; break; case 489: bar = 1.34; break; case 490: bar = 1.34; break; case 491: bar = 1.34; break; case 492: bar = 1.33; break; case 493: bar = 1.33; break; case 494: bar = 1.32; break; case 495: bar = 1.32; break; case 496: bar = 1.32; break; case 497: bar = 1.31; break; case 498: bar = 1.31; break; case 499: bar = 1.3; break; case 500: bar = 1.3; break; case 501: bar = 1.3; break; case 502: bar = 1.29; break; case 503: bar = 1.29; break; case 504: bar = 1.29; break; case 505: bar = 1.28; break; case 506: bar = 1.28; break; case 507: bar = 1.27; break; case 508: bar = 1.27; break; case 509: bar = 1.27; break; case 510: bar = 1.26; break; case 511: bar = 1.26; break; case 512: bar = 1.26; break; case 513: bar = 1.25; break; case 514: bar = 1.25; break; case 515: bar = 1.24; break; case 516: bar = 1.24; break; case 517: bar = 1.24; break; case 518: bar = 1.23; break; case 519: bar = 1.23; break; case 520: bar = 1.23; break; case 521: bar = 1.22; break; case 522: bar = 1.22; break; case 523: bar = 1.22; break; case 524: bar = 1.21; break; case 525: bar = 1.21; break; case 526: bar = 1.21; break; case 527: bar = 1.2; break; case 528: bar = 1.2; break; case 529: bar = 1.2; break; case 530: bar = 1.19; break; case 531: bar = 1.19; break; case 532: bar = 1.18; break; case 533: bar = 1.18; break; case 534: bar = 1.18; break; case 535: bar = 1.17; break; case 536: bar = 1.17; break; case 537: bar = 1.17; break; case 538: bar = 1.16; break; case 539: bar = 1.16; break; case 540: bar = 1.16; break; case 541: bar = 1.15; break; case 542: bar = 1.15; break; case 543: bar = 1.15; break; case 544: bar = 1.14; break; case 545: bar = 1.14; break; case 546: bar = 1.14; break; case 547: bar = 1.13; break; case 548: bar = 1.13; break; case 549: bar = 1.13; break; case 550: bar = 1.12; break; case 551: bar = 1.12; break; case 552: bar = 1.12; break; case 553: bar = 1.12; break; case 554: bar = 1.11; break; case 555: bar = 1.11; break; case 556: bar = 1.11; break; case 557: bar = 1.1; break; case 558: bar = 1.1; break; case 559: bar = 1.1; break; case 560: bar = 1.09; break; case 561: bar = 1.09; break; case 562: bar = 1.09; break; case 563: bar = 1.08; break; case 564: bar = 1.08; break; case 565: bar = 1.08; break; case 566: bar = 1.07; break; case 567: bar = 1.07; break; case 568: bar = 1.07; break; case 569: bar = 1.07; break; case 570: bar = 1.06; break; case 571: bar = 1.06; break; case 572: bar = 1.06; break; case 573: bar = 1.05; break; case 574: bar = 1.05; break; case 575: bar = 1.05; break; case 576: bar = 1.04; break; case 577: bar = 1.04; break; case 578: bar = 1.04; break; case 579: bar = 1.04; break; case 580: bar = 1.03; break; case 581: bar = 1.03; break; case 582: bar = 1.03; break; case 583: bar = 1.02; break; case 584: bar = 1.02; break; case 585: bar = 1.02; break; case 586: bar = 1.02; break; case 587: bar = 1.01; break; case 588: bar = 1.01; break; case 589: bar = 1.01; break; case 590: bar = 1; break; case 591: bar = 1; break; case 592: bar = 1; break; case 593: bar = 1; break; case 594: bar = 0.99; break; case 595: bar = 0.99; break; case 596: bar = 0.99; break; case 597: bar = 0.98; break; case 598: bar = 0.98; break; case 599: bar = 0.98; break; case 600: bar = 0.98; break; case 601: bar = 0.97; break; case 602: bar = 0.97; break; case 603: bar = 0.97; break; case 604: bar = 0.96; break; case 605: bar = 0.96; break; case 606: bar = 0.96; break; case 607: bar = 0.96; break; case 608: bar = 0.95; break; case 609: bar = 0.95; break; case 610: bar = 0.95; break; case 611: bar = 0.95; break; case 612: bar = 0.94; break; case 613: bar = 0.94; break; case 614: bar = 0.94; break; case 615: bar = 0.94; break; case 616: bar = 0.93; break; case 617: bar = 0.93; break; case 618: bar = 0.93; break; case 619: bar = 0.92; break; case 620: bar = 0.92; break; case 621: bar = 0.92; break; case 622: bar = 0.92; break; case 623: bar = 0.91; break; case 624: bar = 0.91; break; case 625: bar = 0.91; break; case 626: bar = 0.91; break; case 627: bar = 0.9; break; case 628: bar = 0.9; break; case 629: bar = 0.9; break; case 630: bar = 0.9; break; case 631: bar = 0.89; break; case 632: bar = 0.89; break; case 633: bar = 0.89; break; case 634: bar = 0.89; break; case 635: bar = 0.88; break; case 636: bar = 0.88; break; case 637: bar = 0.88; break; case 638: bar = 0.88; break; case 639: bar = 0.87; break; case 640: bar = 0.87; break; case 641: bar = 0.87; break; case 642: bar = 0.87; break; case 643: bar = 0.86; break; case 644: bar = 0.86; break; case 645: bar = 0.86; break; case 646: bar = 0.86; break; case 647: bar = 0.85; break; case 648: bar = 0.85; break; case 649: bar = 0.85; break; case 650: bar = 0.85; break; case 651: bar = 0.84; break; case 652: bar = 0.84; break; case 653: bar = 0.84; break; case 654: bar = 0.84; break; case 655: bar = 0.84; break; case 656: bar = 0.83; break; case 657: bar = 0.83; break; case 658: bar = 0.83; break; case 659: bar = 0.83; break; case 660: bar = 0.82; break; case 661: bar = 0.82; break; case 662: bar = 0.82; break; case 663: bar = 0.82; break; case 664: bar = 0.81; break; case 665: bar = 0.81; break; case 666: bar = 0.81; break; case 667: bar = 0.81; break; case 668: bar = 0.81; break; case 669: bar = 0.8; break; case 670: bar = 0.8; break; case 671: bar = 0.8; break; case 672: bar = 0.8; break; case 673: bar = 0.79; break; case 674: bar = 0.79; break; case 675: bar = 0.79; break; case 676: bar = 0.79; break; case 677: bar = 0.78; break; case 678: bar = 0.78; break; case 679: bar = 0.78; break; case 680: bar = 0.78; break; case 681: bar = 0.78; break; case 682: bar = 0.77; break; case 683: bar = 0.77; break; case 684: bar = 0.77; break; case 685: bar = 0.77; break; case 686: bar = 0.77; break; case 687: bar = 0.76; break; case 688: bar = 0.76; break; case 689: bar = 0.76; break; case 690: bar = 0.76; break; case 691: bar = 0.75; break; case 692: bar = 0.75; break; case 693: bar = 0.75; break; case 694: bar = 0.75; break; case 695: bar = 0.75; break; case 696: bar = 0.74; break; case 697: bar = 0.74; break; case 698: bar = 0.74; break; case 699: bar = 0.74; break; case 700: bar = 0.74; break; case 701: bar = 0.73; break; case 702: bar = 0.73; break; case 703: bar = 0.73; break; case 704: bar = 0.73; break; case 705: bar = 0.72; break; case 706: bar = 0.72; break; case 707: bar = 0.72; break; case 708: bar = 0.72; break; case 709: bar = 0.72; break; case 710: bar = 0.71; break; case 711: bar = 0.71; break; case 712: bar = 0.71; break; case 713: bar = 0.71; break; case 714: bar = 0.71; break; case 715: bar = 0.7; break; case 716: bar = 0.7; break; case 717: bar = 0.7; break; case 718: bar = 0.7; break; case 719: bar = 0.7; break; case 720: bar = 0.69; break; case 721: bar = 0.69; break; case 722: bar = 0.69; break; case 723: bar = 0.69; break; case 724: bar = 0.69; break; case 725: bar = 0.68; break; case 726: bar = 0.68; break; case 727: bar = 0.68; break; case 728: bar = 0.68; break; case 729: bar = 0.68; break; case 730: bar = 0.67; break; case 731: bar = 0.67; break; case 732: bar = 0.67; break; case 733: bar = 0.67; break; case 734: bar = 0.67; break; case 735: bar = 0.67; break; case 736: bar = 0.66; break; case 737: bar = 0.66; break; case 738: bar = 0.66; break; case 739: bar = 0.66; break; case 740: bar = 0.66; break; case 741: bar = 0.65; break; case 742: bar = 0.65; break; case 743: bar = 0.65; break; case 744: bar = 0.65; break; case 745: bar = 0.65; break; case 746: bar = 0.64; break; case 747: bar = 0.64; break; case 748: bar = 0.64; break; case 749: bar = 0.64; break; case 750: bar = 0.64; break; case 751: bar = 0.64; break; case 752: bar = 0.63; break; case 753: bar = 0.63; break; case 754: bar = 0.63; break; case 755: bar = 0.63; break; case 756: bar = 0.63; break; case 757: bar = 0.62; break; case 758: bar = 0.62; break; case 759: bar = 0.62; break; case 760: bar = 0.62; break; case 761: bar = 0.62; break; case 762: bar = 0.61; break; case 763: bar = 0.61; break; case 764: bar = 0.61; break; case 765: bar = 0.61; break; case 766: bar = 0.61; break; case 767: bar = 0.61; break; case 768: bar = 0.6; break; case 769: bar = 0.6; break; case 770: bar = 0.6; break; case 771: bar = 0.6; break; case 772: bar = 0.6; break; case 773: bar = 0.6; break; case 774: bar = 0.59; break; case 775: bar = 0.59; break; case 776: bar = 0.59; break; case 777: bar = 0.59; break; case 778: bar = 0.59; break; case 779: bar = 0.59; break; case 780: bar = 0.58; break; case 781: bar = 0.58; break; case 782: bar = 0.58; break; case 783: bar = 0.58; break; case 784: bar = 0.58; break; case 785: bar = 0.57; break; case 786: bar = 0.57; break; case 787: bar = 0.57; break; case 788: bar = 0.57; break; case 789: bar = 0.57; break; case 790: bar = 0.57; break; case 791: bar = 0.56; break; case 792: bar = 0.56; break; case 793: bar = 0.56; break; case 794: bar = 0.56; break; case 795: bar = 0.56; break; case 796: bar = 0.56; break; case 797: bar = 0.55; break; case 798: bar = 0.55; break; case 799: bar = 0.55; break; case 800: bar = 0.55; break; case 801: bar = 0.55; break; case 802: bar = 0.55; break; case 803: bar = 0.54; break; case 804: bar = 0.54; break; case 805: bar = 0.54; break; case 806: bar = 0.54; break; case 807: bar = 0.54; break; case 808: bar = 0.54; break; case 809: bar = 0.53; break; case 810: bar = 0.53; break; case 811: bar = 0.53; break; case 812: bar = 0.53; break; case 813: bar = 0.53; break; case 814: bar = 0.53; break; case 815: bar = 0.53; break; case 816: bar = 0.52; break; case 817: bar = 0.52; break; case 818: bar = 0.52; break; case 819: bar = 0.52; break; case 820: bar = 0.52; break; case 821: bar = 0.52; break; case 822: bar = 0.51; break; case 823: bar = 0.51; break; case 824: bar = 0.51; break; case 825: bar = 0.51; break; case 826: bar = 0.51; break; case 827: bar = 0.51; break; case 828: bar = 0.5; break; case 829: bar = 0.5; break; case 830: bar = 0.5; break; case 831: bar = 0.5; break; case 832: bar = 0.5; break; case 833: bar = 0.5; break; case 834: bar = 0.5; break; case 835: bar = 0.49; break; case 836: bar = 0.49; break; case 837: bar = 0.49; break; case 838: bar = 0.49; break; case 839: bar = 0.49; break; case 840: bar = 0.49; break; case 841: bar = 0.48; break; case 842: bar = 0.48; break; case 843: bar = 0.48; break; case 844: bar = 0.48; break; case 845: bar = 0.48; break; case 846: bar = 0.48; break; case 847: bar = 0.48; break; case 848: bar = 0.47; break; case 849: bar = 0.47; break; case 850: bar = 0.47; break; case 851: bar = 0.47; break; case 852: bar = 0.47; break; case 853: bar = 0.47; break; case 854: bar = 0.47; break; case 855: bar = 0.46; break; case 856: bar = 0.46; break; case 857: bar = 0.46; break; case 858: bar = 0.46; break; case 859: bar = 0.46; break; case 860: bar = 0.46; break; case 861: bar = 0.46; break; case 862: bar = 0.45; break; case 863: bar = 0.45; break; case 864: bar = 0.45; break; case 865: bar = 0.45; break; case 866: bar = 0.45; break; case 867: bar = 0.45; break; case 868: bar = 0.45; break; case 869: bar = 0.44; break; case 870: bar = 0.44; break; case 871: bar = 0.44; break; case 872: bar = 0.44; break; case 873: bar = 0.44; break; case 874: bar = 0.44; break; case 875: bar = 0.44; break; case 876: bar = 0.43; break; case 877: bar = 0.43; break; case 878: bar = 0.43; break; case 879: bar = 0.43; break; case 880: bar = 0.43; break; case 881: bar = 0.43; break; case 882: bar = 0.43; break; case 883: bar = 0.42; break; case 884: bar = 0.42; break; case 885: bar = 0.42; break; case 886: bar = 0.42; break; case 887: bar = 0.42; break; case 888: bar = 0.42; break; case 889: bar = 0.42; break; case 890: bar = 0.41; break; case 891: bar = 0.41; break; case 892: bar = 0.41; break; case 893: bar = 0.41; break; case 894: bar = 0.41; break; case 895: bar = 0.41; break; case 896: bar = 0.41; break; case 897: bar = 0.41; break; case 898: bar = 0.4; break; case 899: bar = 0.4; break; case 900: bar = 0.4; break; case 901: bar = 0.4; break; case 902: bar = 0.4; break; case 903: bar = 0.4; break; case 904: bar = 0.4; break; case 905: bar = 0.39; break; case 906: bar = 0.39; break; case 907: bar = 0.39; break; case 908: bar = 0.39; break; case 909: bar = 0.39; break; case 910: bar = 0.39; break; case 911: bar = 0.39; break; case 912: bar = 0.39; break; case 913: bar = 0.38; break; case 914: bar = 0.38; break; case 915: bar = 0.38; break; case 916: bar = 0.38; break; case 917: bar = 0.38; break; case 918: bar = 0.38; break; case 919: bar = 0.38; break; case 920: bar = 0.38; break; case 921: bar = 0.37; break; case 922: bar = 0.37; break; case 923: bar = 0.37; break; case 924: bar = 0.37; break; case 925: bar = 0.37; break; case 926: bar = 0.37; break; case 927: bar = 0.37; break; case 928: bar = 0.37; break; case 929: bar = 0.36; break; case 930: bar = 0.36; break; case 931: bar = 0.36; break; case 932: bar = 0.36; break; case 933: bar = 0.36; break; case 934: bar = 0.36; break; case 935: bar = 0.36; break; case 936: bar = 0.36; break; case 937: bar = 0.35; break; case 938: bar = 0.35; break; case 939: bar = 0.35; break; case 940: bar = 0.35; break; case 941: bar = 0.35; break; case 942: bar = 0.35; break; case 943: bar = 0.35; break; case 944: bar = 0.35; break; case 945: bar = 0.34; break; case 946: bar = 0.34; break; case 947: bar = 0.34; break; case 948: bar = 0.34; break; case 949: bar = 0.34; break; case 950: bar = 0.34; break; case 951: bar = 0.34; break; case 952: bar = 0.34; break; case 953: bar = 0.33; break; case 954: bar = 0.33; break; case 955: bar = 0.33; break; case 956: bar = 0.33; break; case 957: bar = 0.33; break; case 958: bar = 0.33; break; case 959: bar = 0.33; break; case 960: bar = 0.33; break; case 961: bar = 0.32; break; case 962: bar = 0.32; break; case 963: bar = 0.32; break; case 964: bar = 0.32; break; case 965: bar = 0.32; break; case 966: bar = 0.32; break; case 967: bar = 0.32; break; case 968: bar = 0.32; break; case 969: bar = 0.32; break; case 970: bar = 0.31; break; case 971: bar = 0.31; break; case 972: bar = 0.31; break; case 973: bar = 0.31; break; case 974: bar = 0.31; break; case 975: bar = 0.31; break; case 976: bar = 0.31; break; case 977: bar = 0.31; break; case 978: bar = 0.3; break; case 979: bar = 0.3; break; case 980: bar = 0.3; break; case 981: bar = 0.3; break; case 982: bar = 0.3; break; case 983: bar = 0.3; break; case 984: bar = 0.3; break; case 985: bar = 0.3; break; case 986: bar = 0.3; break; case 987: bar = 0.29; break; case 988: bar = 0.29; break; case 989: bar = 0.29; break; case 990: bar = 0.29; break; case 991: bar = 0.29; break; case 992: bar = 0.29; break; case 993: bar = 0.29; break; case 994: bar = 0.29; break; case 995: bar = 0.29; break; case 996: bar = 0.28; break; case 997: bar = 0.28; break; case 998: bar = 0.28; break; case 999: bar = 0.28; break; case 1000: bar = 0.28; break; case 1001: bar = 0.28; break; case 1002: bar = 0.28; break; case 1003: bar = 0.28; break; case 1004: bar = 0.28; break; case 1005: bar = 0.27; break; case 1006: bar = 0.27; break; case 1007: bar = 0.27; break; case 1008: bar = 0.27; break; case 1009: bar = 0.27; break; case 1010: bar = 0.27; break; case 1011: bar = 0.27; break; case 1012: bar = 0.27; break; case 1013: bar = 0.27; break; case 1014: bar = 0.26; break; case 1015: bar = 0.26; break; case 1016: bar = 0.26; break; case 1017: bar = 0.26; break; case 1018: bar = 0.26; break; case 1019: bar = 0.26; break; case 1020: bar = 0.26; break; case 1021: bar = 0.26; break; case 1022: bar = 0.26; break; case 1023: bar = 0.26; break; case 1024: bar = 0.25; break;
case 84: bar = 8.81; break; | case 84: bar = 8.81; break; case 85: bar = 8.71; break; case 86: bar = 8.62; break; case 87: bar = 8.53; break; case 88: bar = 8.45; break; case 89: bar = 8.36; break; case 90: bar = 8.28; break; case 91: bar = 8.2; break; case 92: bar = 8.12; break; case 93: bar = 8.04; break; case 94: bar = 7.96; break; case 95: bar = 7.89; break; case 96: bar = 7.81; break; case 97: bar = 7.74; break; case 98: bar = 7.67; break; case 99: bar = 7.6; break; case 100: bar = 7.53; break; case 101: bar = 7.46; break; case 102: bar = 7.4; break; case 103: bar = 7.33; break; case 104: bar = 7.27; break; case 105: bar = 7.2; break; case 106: bar = 7.14; break; case 107: bar = 7.08; break; case 108: bar = 7.02; break; case 109: bar = 6.96; break; case 110: bar = 6.9; break; case 111: bar = 6.85; break; case 112: bar = 6.79; break; case 113: bar = 6.74; break; case 114: bar = 6.68; break; case 115: bar = 6.63; break; case 116: bar = 6.57; break; case 117: bar = 6.52; break; case 118: bar = 6.47; break; case 119: bar = 6.42; break; case 120: bar = 6.37; break; case 121: bar = 6.32; break; case 122: bar = 6.27; break; case 123: bar = 6.23; break; case 124: bar = 6.18; break; case 125: bar = 6.13; break; case 126: bar = 6.09; break; case 127: bar = 6.04; break; case 128: bar = 6; break; case 129: bar = 5.95; break; case 130: bar = 5.91; break; case 131: bar = 5.87; break; case 132: bar = 5.83; break; case 133: bar = 5.79; break; case 134: bar = 5.75; break; case 135: bar = 5.71; break; case 136: bar = 5.67; break; case 137: bar = 5.63; break; case 138: bar = 5.59; break; case 139: bar = 5.55; break; case 140: bar = 5.51; break; case 141: bar = 5.47; break; case 142: bar = 5.44; break; case 143: bar = 5.4; break; case 144: bar = 5.37; break; case 145: bar = 5.33; break; case 146: bar = 5.3; break; case 147: bar = 5.26; break; case 148: bar = 5.23; break; case 149: bar = 5.19; break; case 150: bar = 5.16; break; case 151: bar = 5.13; break; case 152: bar = 5.09; break; case 153: bar = 5.06; break; case 154: bar = 5.03; break; case 155: bar = 5; break; case 156: bar = 4.97; break; case 157: bar = 4.94; break; case 158: bar = 4.91; break; case 159: bar = 4.88; break; case 160: bar = 4.85; break; case 161: bar = 4.82; break; case 162: bar = 4.79; break; case 163: bar = 4.76; break; case 164: bar = 4.73; break; case 165: bar = 4.7; break; case 166: bar = 4.68; break; case 167: bar = 4.65; break; case 168: bar = 4.62; break; case 169: bar = 4.59; break; case 170: bar = 4.57; break; case 171: bar = 4.54; break; case 172: bar = 4.52; break; case 173: bar = 4.49; break; case 174: bar = 4.46; break; case 175: bar = 4.44; break; case 176: bar = 4.41; break; case 177: bar = 4.39; break; case 178: bar = 4.36; break; case 179: bar = 4.34; break; case 180: bar = 4.32; break; case 181: bar = 4.29; break; case 182: bar = 4.27; break; case 183: bar = 4.25; break; case 184: bar = 4.22; break; case 185: bar = 4.2; break; case 186: bar = 4.18; break; case 187: bar = 4.15; break; case 188: bar = 4.13; break; case 189: bar = 4.11; break; case 190: bar = 4.09; break; case 191: bar = 4.07; break; case 192: bar = 4.05; break; case 193: bar = 4.02; break; case 194: bar = 4; break; case 195: bar = 3.98; break; case 196: bar = 3.96; break; case 197: bar = 3.94; break; case 198: bar = 3.92; break; case 199: bar = 3.9; break; case 200: bar = 3.88; break; case 201: bar = 3.86; break; case 202: bar = 3.84; break; case 203: bar = 3.82; break; case 204: bar = 3.8; break; case 205: bar = 3.78; break; case 206: bar = 3.77; break; case 207: bar = 3.75; break; case 208: bar = 3.73; break; case 209: bar = 3.71; break; case 210: bar = 3.69; break; case 211: bar = 3.67; break; case 212: bar = 3.66; break; case 213: bar = 3.64; break; case 214: bar = 3.62; break; case 215: bar = 3.6; break; case 216: bar = 3.59; break; case 217: bar = 3.57; break; case 218: bar = 3.55; break; case 219: bar = 3.53; break; case 220: bar = 3.52; break; case 221: bar = 3.5; break; case 222: bar = 3.48; break; case 223: bar = 3.47; break; case 224: bar = 3.45; break; case 225: bar = 3.44; break; case 226: bar = 3.42; break; case 227: bar = 3.4; break; case 228: bar = 3.39; break; case 229: bar = 3.37; break; case 230: bar = 3.36; break; case 231: bar = 3.34; break; case 232: bar = 3.33; break; case 233: bar = 3.31; break; case 234: bar = 3.3; break; case 235: bar = 3.28; break; case 236: bar = 3.27; break; case 237: bar = 3.25; break; case 238: bar = 3.24; break; case 239: bar = 3.22; break; case 240: bar = 3.21; break; case 241: bar = 3.19; break; case 242: bar = 3.18; break; case 243: bar = 3.17; break; case 244: bar = 3.15; break; case 245: bar = 3.14; break; case 246: bar = 3.12; break; case 247: bar = 3.11; break; case 248: bar = 3.1; break; case 249: bar = 3.08; break; case 250: bar = 3.07; break; case 251: bar = 3.06; break; case 252: bar = 3.04; break; case 253: bar = 3.03; break; case 254: bar = 3.02; break; case 255: bar = 3.01; break; case 256: bar = 2.99; break; case 257: bar = 2.98; break; case 258: bar = 2.97; break; case 259: bar = 2.96; break; case 260: bar = 2.94; break; case 261: bar = 2.93; break; case 262: bar = 2.92; break; case 263: bar = 2.91; break; case 264: bar = 2.89; break; case 265: bar = 2.88; break; case 266: bar = 2.87; break; case 267: bar = 2.86; break; case 268: bar = 2.85; break; case 269: bar = 2.83; break; case 270: bar = 2.82; break; case 271: bar = 2.81; break; case 272: bar = 2.8; break; case 273: bar = 2.79; break; case 274: bar = 2.78; break; case 275: bar = 2.77; break; case 276: bar = 2.76; break; case 277: bar = 2.74; break; case 278: bar = 2.73; break; case 279: bar = 2.72; break; case 280: bar = 2.71; break; case 281: bar = 2.7; break; case 282: bar = 2.69; break; case 283: bar = 2.68; break; case 284: bar = 2.67; break; case 285: bar = 2.66; break; case 286: bar = 2.65; break; case 287: bar = 2.64; break; case 288: bar = 2.63; break; case 289: bar = 2.62; break; case 290: bar = 2.61; break; case 291: bar = 2.6; break; case 292: bar = 2.59; break; case 293: bar = 2.58; break; case 294: bar = 2.57; break; case 295: bar = 2.56; break; case 296: bar = 2.55; break; case 297: bar = 2.54; break; case 298: bar = 2.53; break; case 299: bar = 2.52; break; case 300: bar = 2.51; break; case 301: bar = 2.5; break; case 302: bar = 2.49; break; case 303: bar = 2.48; break; case 304: bar = 2.47; break; case 305: bar = 2.46; break; case 306: bar = 2.45; break; case 307: bar = 2.44; break; case 308: bar = 2.43; break; case 309: bar = 2.42; break; case 310: bar = 2.41; break; case 311: bar = 2.41; break; case 312: bar = 2.4; break; case 313: bar = 2.39; break; case 314: bar = 2.38; break; case 315: bar = 2.37; break; case 316: bar = 2.36; break; case 317: bar = 2.35; break; case 318: bar = 2.34; break; case 319: bar = 2.34; break; case 320: bar = 2.33; break; case 321: bar = 2.32; break; case 322: bar = 2.31; break; case 323: bar = 2.3; break; case 324: bar = 2.29; break; case 325: bar = 2.28; break; case 326: bar = 2.28; break; case 327: bar = 2.27; break; case 328: bar = 2.26; break; case 329: bar = 2.25; break; case 330: bar = 2.24; break; case 331: bar = 2.24; break; case 332: bar = 2.23; break; case 333: bar = 2.22; break; case 334: bar = 2.21; break; case 335: bar = 2.2; break; case 336: bar = 2.2; break; case 337: bar = 2.19; break; case 338: bar = 2.18; break; case 339: bar = 2.17; break; case 340: bar = 2.17; break; case 341: bar = 2.16; break; case 342: bar = 2.15; break; case 343: bar = 2.14; break; case 344: bar = 2.13; break; case 345: bar = 2.13; break; case 346: bar = 2.12; break; case 347: bar = 2.11; break; case 348: bar = 2.11; break; case 349: bar = 2.1; break; case 350: bar = 2.09; break; case 351: bar = 2.08; break; case 352: bar = 2.08; break; case 353: bar = 2.07; break; case 354: bar = 2.06; break; case 355: bar = 2.05; break; case 356: bar = 2.05; break; case 357: bar = 2.04; break; case 358: bar = 2.03; break; case 359: bar = 2.03; break; case 360: bar = 2.02; break; case 361: bar = 2.01; break; case 362: bar = 2.01; break; case 363: bar = 2; break; case 364: bar = 1.99; break; case 365: bar = 1.99; break; case 366: bar = 1.98; break; case 367: bar = 1.97; break; case 368: bar = 1.97; break; case 369: bar = 1.96; break; case 370: bar = 1.95; break; case 371: bar = 1.95; break; case 372: bar = 1.94; break; case 373: bar = 1.93; break; case 374: bar = 1.93; break; case 375: bar = 1.92; break; case 376: bar = 1.91; break; case 377: bar = 1.91; break; case 378: bar = 1.9; break; case 379: bar = 1.89; break; case 380: bar = 1.89; break; case 381: bar = 1.88; break; case 382: bar = 1.88; break; case 383: bar = 1.87; break; case 384: bar = 1.86; break; case 385: bar = 1.86; break; case 386: bar = 1.85; break; case 387: bar = 1.85; break; case 388: bar = 1.84; break; case 389: bar = 1.83; break; case 390: bar = 1.83; break; case 391: bar = 1.82; break; case 392: bar = 1.82; break; case 393: bar = 1.81; break; case 394: bar = 1.8; break; case 395: bar = 1.8; break; case 396: bar = 1.79; break; case 397: bar = 1.79; break; case 398: bar = 1.78; break; case 399: bar = 1.77; break; case 400: bar = 1.77; break; case 401: bar = 1.76; break; case 402: bar = 1.76; break; case 403: bar = 1.75; break; case 404: bar = 1.75; break; case 405: bar = 1.74; break; case 406: bar = 1.73; break; case 407: bar = 1.73; break; case 408: bar = 1.72; break; case 409: bar = 1.72; break; case 410: bar = 1.71; break; case 411: bar = 1.71; break; case 412: bar = 1.7; break; case 413: bar = 1.7; break; case 414: bar = 1.69; break; case 415: bar = 1.69; break; case 416: bar = 1.68; break; case 417: bar = 1.67; break; case 418: bar = 1.67; break; case 419: bar = 1.66; break; case 420: bar = 1.66; break; case 421: bar = 1.65; break; case 422: bar = 1.65; break; case 423: bar = 1.64; break; case 424: bar = 1.64; break; case 425: bar = 1.63; break; case 426: bar = 1.63; break; case 427: bar = 1.62; break; case 428: bar = 1.62; break; case 429: bar = 1.61; break; case 430: bar = 1.61; break; case 431: bar = 1.6; break; case 432: bar = 1.6; break; case 433: bar = 1.59; break; case 434: bar = 1.59; break; case 435: bar = 1.58; break; case 436: bar = 1.58; break; case 437: bar = 1.57; break; case 438: bar = 1.57; break; case 439: bar = 1.56; break; case 440: bar = 1.56; break; case 441: bar = 1.55; break; case 442: bar = 1.55; break; case 443: bar = 1.54; break; case 444: bar = 1.54; break; case 445: bar = 1.53; break; case 446: bar = 1.53; break; case 447: bar = 1.53; break; case 448: bar = 1.52; break; case 449: bar = 1.52; break; case 450: bar = 1.51; break; case 451: bar = 1.51; break; case 452: bar = 1.5; break; case 453: bar = 1.5; break; case 454: bar = 1.49; break; case 455: bar = 1.49; break; case 456: bar = 1.48; break; case 457: bar = 1.48; break; case 458: bar = 1.47; break; case 459: bar = 1.47; break; case 460: bar = 1.47; break; case 461: bar = 1.46; break; case 462: bar = 1.46; break; case 463: bar = 1.45; break; case 464: bar = 1.45; break; case 465: bar = 1.44; break; case 466: bar = 1.44; break; case 467: bar = 1.44; break; case 468: bar = 1.43; break; case 469: bar = 1.43; break; case 470: bar = 1.42; break; case 471: bar = 1.42; break; case 472: bar = 1.41; break; case 473: bar = 1.41; break; case 474: bar = 1.41; break; case 475: bar = 1.4; break; case 476: bar = 1.4; break; case 477: bar = 1.39; break; case 478: bar = 1.39; break; case 479: bar = 1.38; break; case 480: bar = 1.38; break; case 481: bar = 1.38; break; case 482: bar = 1.37; break; case 483: bar = 1.37; break; case 484: bar = 1.36; break; case 485: bar = 1.36; break; case 486: bar = 1.36; break; case 487: bar = 1.35; break; case 488: bar = 1.35; break; case 489: bar = 1.34; break; case 490: bar = 1.34; break; case 491: bar = 1.34; break; case 492: bar = 1.33; break; case 493: bar = 1.33; break; case 494: bar = 1.32; break; case 495: bar = 1.32; break; case 496: bar = 1.32; break; case 497: bar = 1.31; break; case 498: bar = 1.31; break; case 499: bar = 1.3; break; case 500: bar = 1.3; break; case 501: bar = 1.3; break; case 502: bar = 1.29; break; case 503: bar = 1.29; break; case 504: bar = 1.29; break; case 505: bar = 1.28; break; case 506: bar = 1.28; break; case 507: bar = 1.27; break; case 508: bar = 1.27; break; case 509: bar = 1.27; break; case 510: bar = 1.26; break; case 511: bar = 1.26; break; case 512: bar = 1.26; break; case 513: bar = 1.25; break; case 514: bar = 1.25; break; case 515: bar = 1.24; break; case 516: bar = 1.24; break; case 517: bar = 1.24; break; case 518: bar = 1.23; break; case 519: bar = 1.23; break; case 520: bar = 1.23; break; case 521: bar = 1.22; break; case 522: bar = 1.22; break; case 523: bar = 1.22; break; case 524: bar = 1.21; break; case 525: bar = 1.21; break; case 526: bar = 1.21; break; case 527: bar = 1.2; break; case 528: bar = 1.2; break; case 529: bar = 1.2; break; case 530: bar = 1.19; break; case 531: bar = 1.19; break; case 532: bar = 1.18; break; case 533: bar = 1.18; break; case 534: bar = 1.18; break; case 535: bar = 1.17; break; case 536: bar = 1.17; break; case 537: bar = 1.17; break; case 538: bar = 1.16; break; case 539: bar = 1.16; break; case 540: bar = 1.16; break; case 541: bar = 1.15; break; case 542: bar = 1.15; break; case 543: bar = 1.15; break; case 544: bar = 1.14; break; case 545: bar = 1.14; break; case 546: bar = 1.14; break; case 547: bar = 1.13; break; case 548: bar = 1.13; break; case 549: bar = 1.13; break; case 550: bar = 1.12; break; case 551: bar = 1.12; break; case 552: bar = 1.12; break; case 553: bar = 1.12; break; case 554: bar = 1.11; break; case 555: bar = 1.11; break; case 556: bar = 1.11; break; case 557: bar = 1.1; break; case 558: bar = 1.1; break; case 559: bar = 1.1; break; case 560: bar = 1.09; break; case 561: bar = 1.09; break; case 562: bar = 1.09; break; case 563: bar = 1.08; break; case 564: bar = 1.08; break; case 565: bar = 1.08; break; case 566: bar = 1.07; break; case 567: bar = 1.07; break; case 568: bar = 1.07; break; case 569: bar = 1.07; break; case 570: bar = 1.06; break; case 571: bar = 1.06; break; case 572: bar = 1.06; break; case 573: bar = 1.05; break; case 574: bar = 1.05; break; case 575: bar = 1.05; break; case 576: bar = 1.04; break; case 577: bar = 1.04; break; case 578: bar = 1.04; break; case 579: bar = 1.04; break; case 580: bar = 1.03; break; case 581: bar = 1.03; break; case 582: bar = 1.03; break; case 583: bar = 1.02; break; case 584: bar = 1.02; break; case 585: bar = 1.02; break; case 586: bar = 1.02; break; case 587: bar = 1.01; break; case 588: bar = 1.01; break; case 589: bar = 1.01; break; case 590: bar = 1; break; case 591: bar = 1; break; case 592: bar = 1; break; case 593: bar = 1; break; case 594: bar = 0.99; break; case 595: bar = 0.99; break; case 596: bar = 0.99; break; case 597: bar = 0.98; break; case 598: bar = 0.98; break; case 599: bar = 0.98; break; case 600: bar = 0.98; break; case 601: bar = 0.97; break; case 602: bar = 0.97; break; case 603: bar = 0.97; break; case 604: bar = 0.96; break; case 605: bar = 0.96; break; case 606: bar = 0.96; break; case 607: bar = 0.96; break; case 608: bar = 0.95; break; case 609: bar = 0.95; break; case 610: bar = 0.95; break; case 611: bar = 0.95; break; case 612: bar = 0.94; break; case 613: bar = 0.94; break; case 614: bar = 0.94; break; case 615: bar = 0.94; break; case 616: bar = 0.93; break; case 617: bar = 0.93; break; case 618: bar = 0.93; break; case 619: bar = 0.92; break; case 620: bar = 0.92; break; case 621: bar = 0.92; break; case 622: bar = 0.92; break; case 623: bar = 0.91; break; case 624: bar = 0.91; break; case 625: bar = 0.91; break; case 626: bar = 0.91; break; case 627: bar = 0.9; break; case 628: bar = 0.9; break; case 629: bar = 0.9; break; case 630: bar = 0.9; break; case 631: bar = 0.89; break; case 632: bar = 0.89; break; case 633: bar = 0.89; break; case 634: bar = 0.89; break; case 635: bar = 0.88; break; case 636: bar = 0.88; break; case 637: bar = 0.88; break; case 638: bar = 0.88; break; case 639: bar = 0.87; break; case 640: bar = 0.87; break; case 641: bar = 0.87; break; case 642: bar = 0.87; break; case 643: bar = 0.86; break; case 644: bar = 0.86; break; case 645: bar = 0.86; break; case 646: bar = 0.86; break; case 647: bar = 0.85; break; case 648: bar = 0.85; break; case 649: bar = 0.85; break; case 650: bar = 0.85; break; case 651: bar = 0.84; break; case 652: bar = 0.84; break; case 653: bar = 0.84; break; case 654: bar = 0.84; break; case 655: bar = 0.84; break; case 656: bar = 0.83; break; case 657: bar = 0.83; break; case 658: bar = 0.83; break; case 659: bar = 0.83; break; case 660: bar = 0.82; break; case 661: bar = 0.82; break; case 662: bar = 0.82; break; case 663: bar = 0.82; break; case 664: bar = 0.81; break; case 665: bar = 0.81; break; case 666: bar = 0.81; break; case 667: bar = 0.81; break; case 668: bar = 0.81; break; case 669: bar = 0.8; break; case 670: bar = 0.8; break; case 671: bar = 0.8; break; case 672: bar = 0.8; break; case 673: bar = 0.79; break; case 674: bar = 0.79; break; case 675: bar = 0.79; break; case 676: bar = 0.79; break; case 677: bar = 0.78; break; case 678: bar = 0.78; break; case 679: bar = 0.78; break; case 680: bar = 0.78; break; case 681: bar = 0.78; break; case 682: bar = 0.77; break; case 683: bar = 0.77; break; case 684: bar = 0.77; break; case 685: bar = 0.77; break; case 686: bar = 0.77; break; case 687: bar = 0.76; break; case 688: bar = 0.76; break; case 689: bar = 0.76; break; case 690: bar = 0.76; break; case 691: bar = 0.75; break; case 692: bar = 0.75; break; case 693: bar = 0.75; break; case 694: bar = 0.75; break; case 695: bar = 0.75; break; case 696: bar = 0.74; break; case 697: bar = 0.74; break; case 698: bar = 0.74; break; case 699: bar = 0.74; break; case 700: bar = 0.74; break; case 701: bar = 0.73; break; case 702: bar = 0.73; break; case 703: bar = 0.73; break; case 704: bar = 0.73; break; case 705: bar = 0.72; break; case 706: bar = 0.72; break; case 707: bar = 0.72; break; case 708: bar = 0.72; break; case 709: bar = 0.72; break; case 710: bar = 0.71; break; case 711: bar = 0.71; break; case 712: bar = 0.71; break; case 713: bar = 0.71; break; case 714: bar = 0.71; break; case 715: bar = 0.7; break; case 716: bar = 0.7; break; case 717: bar = 0.7; break; case 718: bar = 0.7; break; case 719: bar = 0.7; break; case 720: bar = 0.69; break; case 721: bar = 0.69; break; case 722: bar = 0.69; break; case 723: bar = 0.69; break; case 724: bar = 0.69; break; case 725: bar = 0.68; break; case 726: bar = 0.68; break; case 727: bar = 0.68; break; case 728: bar = 0.68; break; case 729: bar = 0.68; break; case 730: bar = 0.67; break; case 731: bar = 0.67; break; case 732: bar = 0.67; break; case 733: bar = 0.67; break; case 734: bar = 0.67; break; case 735: bar = 0.67; break; case 736: bar = 0.66; break; case 737: bar = 0.66; break; case 738: bar = 0.66; break; case 739: bar = 0.66; break; case 740: bar = 0.66; break; case 741: bar = 0.65; break; case 742: bar = 0.65; break; case 743: bar = 0.65; break; case 744: bar = 0.65; break; case 745: bar = 0.65; break; case 746: bar = 0.64; break; case 747: bar = 0.64; break; case 748: bar = 0.64; break; case 749: bar = 0.64; break; case 750: bar = 0.64; break; case 751: bar = 0.64; break; case 752: bar = 0.63; break; case 753: bar = 0.63; break; case 754: bar = 0.63; break; case 755: bar = 0.63; break; case 756: bar = 0.63; break; case 757: bar = 0.62; break; case 758: bar = 0.62; break; case 759: bar = 0.62; break; case 760: bar = 0.62; break; case 761: bar = 0.62; break; case 762: bar = 0.61; break; case 763: bar = 0.61; break; case 764: bar = 0.61; break; case 765: bar = 0.61; break; case 766: bar = 0.61; break; case 767: bar = 0.61; break; case 768: bar = 0.6; break; case 769: bar = 0.6; break; case 770: bar = 0.6; break; case 771: bar = 0.6; break; case 772: bar = 0.6; break; case 773: bar = 0.6; break; case 774: bar = 0.59; break; case 775: bar = 0.59; break; case 776: bar = 0.59; break; case 777: bar = 0.59; break; case 778: bar = 0.59; break; case 779: bar = 0.59; break; case 780: bar = 0.58; break; case 781: bar = 0.58; break; case 782: bar = 0.58; break; case 783: bar = 0.58; break; case 784: bar = 0.58; break; case 785: bar = 0.57; break; case 786: bar = 0.57; break; case 787: bar = 0.57; break; case 788: bar = 0.57; break; case 789: bar = 0.57; break; case 790: bar = 0.57; break; case 791: bar = 0.56; break; case 792: bar = 0.56; break; case 793: bar = 0.56; break; case 794: bar = 0.56; break; case 795: bar = 0.56; break; case 796: bar = 0.56; break; case 797: bar = 0.55; break; case 798: bar = 0.55; break; case 799: bar = 0.55; break; case 800: bar = 0.55; break; case 801: bar = 0.55; break; case 802: bar = 0.55; break; case 803: bar = 0.54; break; case 804: bar = 0.54; break; case 805: bar = 0.54; break; case 806: bar = 0.54; break; case 807: bar = 0.54; break; case 808: bar = 0.54; break; case 809: bar = 0.53; break; case 810: bar = 0.53; break; case 811: bar = 0.53; break; case 812: bar = 0.53; break; case 813: bar = 0.53; break; case 814: bar = 0.53; break; case 815: bar = 0.53; break; case 816: bar = 0.52; break; case 817: bar = 0.52; break; case 818: bar = 0.52; break; case 819: bar = 0.52; break; case 820: bar = 0.52; break; case 821: bar = 0.52; break; case 822: bar = 0.51; break; case 823: bar = 0.51; break; case 824: bar = 0.51; break; case 825: bar = 0.51; break; case 826: bar = 0.51; break; case 827: bar = 0.51; break; case 828: bar = 0.5; break; case 829: bar = 0.5; break; case 830: bar = 0.5; break; case 831: bar = 0.5; break; case 832: bar = 0.5; break; case 833: bar = 0.5; break; case 834: bar = 0.5; break; case 835: bar = 0.49; break; case 836: bar = 0.49; break; case 837: bar = 0.49; break; case 838: bar = 0.49; break; case 839: bar = 0.49; break; case 840: bar = 0.49; break; case 841: bar = 0.48; break; case 842: bar = 0.48; break; case 843: bar = 0.48; break; case 844: bar = 0.48; break; case 845: bar = 0.48; break; case 846: bar = 0.48; break; case 847: bar = 0.48; break; case 848: bar = 0.47; break; case 849: bar = 0.47; break; case 850: bar = 0.47; break; case 851: bar = 0.47; break; case 852: bar = 0.47; break; case 853: bar = 0.47; break; case 854: bar = 0.47; break; case 855: bar = 0.46; break; case 856: bar = 0.46; break; case 857: bar = 0.46; break; case 858: bar = 0.46; break; case 859: bar = 0.46; break; case 860: bar = 0.46; break; case 861: bar = 0.46; break; case 862: bar = 0.45; break; case 863: bar = 0.45; break; case 864: bar = 0.45; break; case 865: bar = 0.45; break; case 866: bar = 0.45; break; case 867: bar = 0.45; break; case 868: bar = 0.45; break; case 869: bar = 0.44; break; case 870: bar = 0.44; break; case 871: bar = 0.44; break; case 872: bar = 0.44; break; case 873: bar = 0.44; break; case 874: bar = 0.44; break; case 875: bar = 0.44; break; case 876: bar = 0.43; break; case 877: bar = 0.43; break; case 878: bar = 0.43; break; case 879: bar = 0.43; break; case 880: bar = 0.43; break; case 881: bar = 0.43; break; case 882: bar = 0.43; break; case 883: bar = 0.42; break; case 884: bar = 0.42; break; case 885: bar = 0.42; break; case 886: bar = 0.42; break; case 887: bar = 0.42; break; case 888: bar = 0.42; break; case 889: bar = 0.42; break; case 890: bar = 0.41; break; case 891: bar = 0.41; break; case 892: bar = 0.41; break; case 893: bar = 0.41; break; case 894: bar = 0.41; break; case 895: bar = 0.41; break; case 896: bar = 0.41; break; case 897: bar = 0.41; break; case 898: bar = 0.4; break; case 899: bar = 0.4; break; case 900: bar = 0.4; break; case 901: bar = 0.4; break; case 902: bar = 0.4; break; case 903: bar = 0.4; break; case 904: bar = 0.4; break; case 905: bar = 0.39; break; case 906: bar = 0.39; break; case 907: bar = 0.39; break; case 908: bar = 0.39; break; case 909: bar = 0.39; break; case 910: bar = 0.39; break; case 911: bar = 0.39; break; case 912: bar = 0.39; break; case 913: bar = 0.38; break; case 914: bar = 0.38; break; case 915: bar = 0.38; break; case 916: bar = 0.38; break; case 917: bar = 0.38; break; case 918: bar = 0.38; break; case 919: bar = 0.38; break; case 920: bar = 0.38; break; case 921: bar = 0.37; break; case 922: bar = 0.37; break; case 923: bar = 0.37; break; case 924: bar = 0.37; break; case 925: bar = 0.37; break; case 926: bar = 0.37; break; case 927: bar = 0.37; break; case 928: bar = 0.37; break; case 929: bar = 0.36; break; case 930: bar = 0.36; break; case 931: bar = 0.36; break; case 932: bar = 0.36; break; case 933: bar = 0.36; break; case 934: bar = 0.36; break; case 935: bar = 0.36; break; case 936: bar = 0.36; break; case 937: bar = 0.35; break; case 938: bar = 0.35; break; case 939: bar = 0.35; break; case 940: bar = 0.35; break; case 941: bar = 0.35; break; case 942: bar = 0.35; break; case 943: bar = 0.35; break; case 944: bar = 0.35; break; case 945: bar = 0.34; break; case 946: bar = 0.34; break; case 947: bar = 0.34; break; case 948: bar = 0.34; break; case 949: bar = 0.34; break; case 950: bar = 0.34; break; case 951: bar = 0.34; break; case 952: bar = 0.34; break; case 953: bar = 0.33; break; case 954: bar = 0.33; break; case 955: bar = 0.33; break; case 956: bar = 0.33; break; case 957: bar = 0.33; break; case 958: bar = 0.33; break; case 959: bar = 0.33; break; case 960: bar = 0.33; break; case 961: bar = 0.32; break; case 962: bar = 0.32; break; case 963: bar = 0.32; break; case 964: bar = 0.32; break; case 965: bar = 0.32; break; case 966: bar = 0.32; break; case 967: bar = 0.32; break; case 968: bar = 0.32; break; case 969: bar = 0.32; break; case 970: bar = 0.31; break; case 971: bar = 0.31; break; case 972: bar = 0.31; break; case 973: bar = 0.31; break; case 974: bar = 0.31; break; case 975: bar = 0.31; break; case 976: bar = 0.31; break; case 977: bar = 0.31; break; case 978: bar = 0.3; break; case 979: bar = 0.3; break; case 980: bar = 0.3; break; case 981: bar = 0.3; break; case 982: bar = 0.3; break; case 983: bar = 0.3; break; case 984: bar = 0.3; break; case 985: bar = 0.3; break; case 986: bar = 0.3; break; case 987: bar = 0.29; break; case 988: bar = 0.29; break; case 989: bar = 0.29; break; case 990: bar = 0.29; break; case 991: bar = 0.29; break; case 992: bar = 0.29; break; case 993: bar = 0.29; break; case 994: bar = 0.29; break; case 995: bar = 0.29; break; case 996: bar = 0.28; break; case 997: bar = 0.28; break; case 998: bar = 0.28; break; case 999: bar = 0.28; break; case 1000: bar = 0.28; break; case 1001: bar = 0.28; break; case 1002: bar = 0.28; break; case 1003: bar = 0.28; break; case 1004: bar = 0.28; break; case 1005: bar = 0.27; break; case 1006: bar = 0.27; break; case 1007: bar = 0.27; break; case 1008: bar = 0.27; break; case 1009: bar = 0.27; break; case 1010: bar = 0.27; break; case 1011: bar = 0.27; break; case 1012: bar = 0.27; break; case 1013: bar = 0.27; break; case 1014: bar = 0.26; break; case 1015: bar = 0.26; break; case 1016: bar = 0.26; break; case 1017: bar = 0.26; break; case 1018: bar = 0.26; break; case 1019: bar = 0.26; break; case 1020: bar = 0.26; break; case 1021: bar = 0.26; break; case 1022: bar = 0.26; break; case 1023: bar = 0.26; break; case 1024: bar = 0.25; break;
case 85: bar = 8.71; break; | case 85: bar = 8.71; break; case 86: bar = 8.62; break; case 87: bar = 8.53; break; case 88: bar = 8.45; break; case 89: bar = 8.36; break; case 90: bar = 8.28; break; case 91: bar = 8.2; break; case 92: bar = 8.12; break; case 93: bar = 8.04; break; case 94: bar = 7.96; break; case 95: bar = 7.89; break; case 96: bar = 7.81; break; case 97: bar = 7.74; break; case 98: bar = 7.67; break; case 99: bar = 7.6; break; case 100: bar = 7.53; break; case 101: bar = 7.46; break; case 102: bar = 7.4; break; case 103: bar = 7.33; break; case 104: bar = 7.27; break; case 105: bar = 7.2; break; case 106: bar = 7.14; break; case 107: bar = 7.08; break; case 108: bar = 7.02; break; case 109: bar = 6.96; break; case 110: bar = 6.9; break; case 111: bar = 6.85; break; case 112: bar = 6.79; break; case 113: bar = 6.74; break; case 114: bar = 6.68; break; case 115: bar = 6.63; break; case 116: bar = 6.57; break; case 117: bar = 6.52; break; case 118: bar = 6.47; break; case 119: bar = 6.42; break; case 120: bar = 6.37; break; case 121: bar = 6.32; break; case 122: bar = 6.27; break; case 123: bar = 6.23; break; case 124: bar = 6.18; break; case 125: bar = 6.13; break; case 126: bar = 6.09; break; case 127: bar = 6.04; break; case 128: bar = 6; break; case 129: bar = 5.95; break; case 130: bar = 5.91; break; case 131: bar = 5.87; break; case 132: bar = 5.83; break; case 133: bar = 5.79; break; case 134: bar = 5.75; break; case 135: bar = 5.71; break; case 136: bar = 5.67; break; case 137: bar = 5.63; break; case 138: bar = 5.59; break; case 139: bar = 5.55; break; case 140: bar = 5.51; break; case 141: bar = 5.47; break; case 142: bar = 5.44; break; case 143: bar = 5.4; break; case 144: bar = 5.37; break; case 145: bar = 5.33; break; case 146: bar = 5.3; break; case 147: bar = 5.26; break; case 148: bar = 5.23; break; case 149: bar = 5.19; break; case 150: bar = 5.16; break; case 151: bar = 5.13; break; case 152: bar = 5.09; break; case 153: bar = 5.06; break; case 154: bar = 5.03; break; case 155: bar = 5; break; case 156: bar = 4.97; break; case 157: bar = 4.94; break; case 158: bar = 4.91; break; case 159: bar = 4.88; break; case 160: bar = 4.85; break; case 161: bar = 4.82; break; case 162: bar = 4.79; break; case 163: bar = 4.76; break; case 164: bar = 4.73; break; case 165: bar = 4.7; break; case 166: bar = 4.68; break; case 167: bar = 4.65; break; case 168: bar = 4.62; break; case 169: bar = 4.59; break; case 170: bar = 4.57; break; case 171: bar = 4.54; break; case 172: bar = 4.52; break; case 173: bar = 4.49; break; case 174: bar = 4.46; break; case 175: bar = 4.44; break; case 176: bar = 4.41; break; case 177: bar = 4.39; break; case 178: bar = 4.36; break; case 179: bar = 4.34; break; case 180: bar = 4.32; break; case 181: bar = 4.29; break; case 182: bar = 4.27; break; case 183: bar = 4.25; break; case 184: bar = 4.22; break; case 185: bar = 4.2; break; case 186: bar = 4.18; break; case 187: bar = 4.15; break; case 188: bar = 4.13; break; case 189: bar = 4.11; break; case 190: bar = 4.09; break; case 191: bar = 4.07; break; case 192: bar = 4.05; break; case 193: bar = 4.02; break; case 194: bar = 4; break; case 195: bar = 3.98; break; case 196: bar = 3.96; break; case 197: bar = 3.94; break; case 198: bar = 3.92; break; case 199: bar = 3.9; break; case 200: bar = 3.88; break; case 201: bar = 3.86; break; case 202: bar = 3.84; break; case 203: bar = 3.82; break; case 204: bar = 3.8; break; case 205: bar = 3.78; break; case 206: bar = 3.77; break; case 207: bar = 3.75; break; case 208: bar = 3.73; break; case 209: bar = 3.71; break; case 210: bar = 3.69; break; case 211: bar = 3.67; break; case 212: bar = 3.66; break; case 213: bar = 3.64; break; case 214: bar = 3.62; break; case 215: bar = 3.6; break; case 216: bar = 3.59; break; case 217: bar = 3.57; break; case 218: bar = 3.55; break; case 219: bar = 3.53; break; case 220: bar = 3.52; break; case 221: bar = 3.5; break; case 222: bar = 3.48; break; case 223: bar = 3.47; break; case 224: bar = 3.45; break; case 225: bar = 3.44; break; case 226: bar = 3.42; break; case 227: bar = 3.4; break; case 228: bar = 3.39; break; case 229: bar = 3.37; break; case 230: bar = 3.36; break; case 231: bar = 3.34; break; case 232: bar = 3.33; break; case 233: bar = 3.31; break; case 234: bar = 3.3; break; case 235: bar = 3.28; break; case 236: bar = 3.27; break; case 237: bar = 3.25; break; case 238: bar = 3.24; break; case 239: bar = 3.22; break; case 240: bar = 3.21; break; case 241: bar = 3.19; break; case 242: bar = 3.18; break; case 243: bar = 3.17; break; case 244: bar = 3.15; break; case 245: bar = 3.14; break; case 246: bar = 3.12; break; case 247: bar = 3.11; break; case 248: bar = 3.1; break; case 249: bar = 3.08; break; case 250: bar = 3.07; break; case 251: bar = 3.06; break; case 252: bar = 3.04; break; case 253: bar = 3.03; break; case 254: bar = 3.02; break; case 255: bar = 3.01; break; case 256: bar = 2.99; break; case 257: bar = 2.98; break; case 258: bar = 2.97; break; case 259: bar = 2.96; break; case 260: bar = 2.94; break; case 261: bar = 2.93; break; case 262: bar = 2.92; break; case 263: bar = 2.91; break; case 264: bar = 2.89; break; case 265: bar = 2.88; break; case 266: bar = 2.87; break; case 267: bar = 2.86; break; case 268: bar = 2.85; break; case 269: bar = 2.83; break; case 270: bar = 2.82; break; case 271: bar = 2.81; break; case 272: bar = 2.8; break; case 273: bar = 2.79; break; case 274: bar = 2.78; break; case 275: bar = 2.77; break; case 276: bar = 2.76; break; case 277: bar = 2.74; break; case 278: bar = 2.73; break; case 279: bar = 2.72; break; case 280: bar = 2.71; break; case 281: bar = 2.7; break; case 282: bar = 2.69; break; case 283: bar = 2.68; break; case 284: bar = 2.67; break; case 285: bar = 2.66; break; case 286: bar = 2.65; break; case 287: bar = 2.64; break; case 288: bar = 2.63; break; case 289: bar = 2.62; break; case 290: bar = 2.61; break; case 291: bar = 2.6; break; case 292: bar = 2.59; break; case 293: bar = 2.58; break; case 294: bar = 2.57; break; case 295: bar = 2.56; break; case 296: bar = 2.55; break; case 297: bar = 2.54; break; case 298: bar = 2.53; break; case 299: bar = 2.52; break; case 300: bar = 2.51; break; case 301: bar = 2.5; break; case 302: bar = 2.49; break; case 303: bar = 2.48; break; case 304: bar = 2.47; break; case 305: bar = 2.46; break; case 306: bar = 2.45; break; case 307: bar = 2.44; break; case 308: bar = 2.43; break; case 309: bar = 2.42; break; case 310: bar = 2.41; break; case 311: bar = 2.41; break; case 312: bar = 2.4; break; case 313: bar = 2.39; break; case 314: bar = 2.38; break; case 315: bar = 2.37; break; case 316: bar = 2.36; break; case 317: bar = 2.35; break; case 318: bar = 2.34; break; case 319: bar = 2.34; break; case 320: bar = 2.33; break; case 321: bar = 2.32; break; case 322: bar = 2.31; break; case 323: bar = 2.3; break; case 324: bar = 2.29; break; case 325: bar = 2.28; break; case 326: bar = 2.28; break; case 327: bar = 2.27; break; case 328: bar = 2.26; break; case 329: bar = 2.25; break; case 330: bar = 2.24; break; case 331: bar = 2.24; break; case 332: bar = 2.23; break; case 333: bar = 2.22; break; case 334: bar = 2.21; break; case 335: bar = 2.2; break; case 336: bar = 2.2; break; case 337: bar = 2.19; break; case 338: bar = 2.18; break; case 339: bar = 2.17; break; case 340: bar = 2.17; break; case 341: bar = 2.16; break; case 342: bar = 2.15; break; case 343: bar = 2.14; break; case 344: bar = 2.13; break; case 345: bar = 2.13; break; case 346: bar = 2.12; break; case 347: bar = 2.11; break; case 348: bar = 2.11; break; case 349: bar = 2.1; break; case 350: bar = 2.09; break; case 351: bar = 2.08; break; case 352: bar = 2.08; break; case 353: bar = 2.07; break; case 354: bar = 2.06; break; case 355: bar = 2.05; break; case 356: bar = 2.05; break; case 357: bar = 2.04; break; case 358: bar = 2.03; break; case 359: bar = 2.03; break; case 360: bar = 2.02; break; case 361: bar = 2.01; break; case 362: bar = 2.01; break; case 363: bar = 2; break; case 364: bar = 1.99; break; case 365: bar = 1.99; break; case 366: bar = 1.98; break; case 367: bar = 1.97; break; case 368: bar = 1.97; break; case 369: bar = 1.96; break; case 370: bar = 1.95; break; case 371: bar = 1.95; break; case 372: bar = 1.94; break; case 373: bar = 1.93; break; case 374: bar = 1.93; break; case 375: bar = 1.92; break; case 376: bar = 1.91; break; case 377: bar = 1.91; break; case 378: bar = 1.9; break; case 379: bar = 1.89; break; case 380: bar = 1.89; break; case 381: bar = 1.88; break; case 382: bar = 1.88; break; case 383: bar = 1.87; break; case 384: bar = 1.86; break; case 385: bar = 1.86; break; case 386: bar = 1.85; break; case 387: bar = 1.85; break; case 388: bar = 1.84; break; case 389: bar = 1.83; break; case 390: bar = 1.83; break; case 391: bar = 1.82; break; case 392: bar = 1.82; break; case 393: bar = 1.81; break; case 394: bar = 1.8; break; case 395: bar = 1.8; break; case 396: bar = 1.79; break; case 397: bar = 1.79; break; case 398: bar = 1.78; break; case 399: bar = 1.77; break; case 400: bar = 1.77; break; case 401: bar = 1.76; break; case 402: bar = 1.76; break; case 403: bar = 1.75; break; case 404: bar = 1.75; break; case 405: bar = 1.74; break; case 406: bar = 1.73; break; case 407: bar = 1.73; break; case 408: bar = 1.72; break; case 409: bar = 1.72; break; case 410: bar = 1.71; break; case 411: bar = 1.71; break; case 412: bar = 1.7; break; case 413: bar = 1.7; break; case 414: bar = 1.69; break; case 415: bar = 1.69; break; case 416: bar = 1.68; break; case 417: bar = 1.67; break; case 418: bar = 1.67; break; case 419: bar = 1.66; break; case 420: bar = 1.66; break; case 421: bar = 1.65; break; case 422: bar = 1.65; break; case 423: bar = 1.64; break; case 424: bar = 1.64; break; case 425: bar = 1.63; break; case 426: bar = 1.63; break; case 427: bar = 1.62; break; case 428: bar = 1.62; break; case 429: bar = 1.61; break; case 430: bar = 1.61; break; case 431: bar = 1.6; break; case 432: bar = 1.6; break; case 433: bar = 1.59; break; case 434: bar = 1.59; break; case 435: bar = 1.58; break; case 436: bar = 1.58; break; case 437: bar = 1.57; break; case 438: bar = 1.57; break; case 439: bar = 1.56; break; case 440: bar = 1.56; break; case 441: bar = 1.55; break; case 442: bar = 1.55; break; case 443: bar = 1.54; break; case 444: bar = 1.54; break; case 445: bar = 1.53; break; case 446: bar = 1.53; break; case 447: bar = 1.53; break; case 448: bar = 1.52; break; case 449: bar = 1.52; break; case 450: bar = 1.51; break; case 451: bar = 1.51; break; case 452: bar = 1.5; break; case 453: bar = 1.5; break; case 454: bar = 1.49; break; case 455: bar = 1.49; break; case 456: bar = 1.48; break; case 457: bar = 1.48; break; case 458: bar = 1.47; break; case 459: bar = 1.47; break; case 460: bar = 1.47; break; case 461: bar = 1.46; break; case 462: bar = 1.46; break; case 463: bar = 1.45; break; case 464: bar = 1.45; break; case 465: bar = 1.44; break; case 466: bar = 1.44; break; case 467: bar = 1.44; break; case 468: bar = 1.43; break; case 469: bar = 1.43; break; case 470: bar = 1.42; break; case 471: bar = 1.42; break; case 472: bar = 1.41; break; case 473: bar = 1.41; break; case 474: bar = 1.41; break; case 475: bar = 1.4; break; case 476: bar = 1.4; break; case 477: bar = 1.39; break; case 478: bar = 1.39; break; case 479: bar = 1.38; break; case 480: bar = 1.38; break; case 481: bar = 1.38; break; case 482: bar = 1.37; break; case 483: bar = 1.37; break; case 484: bar = 1.36; break; case 485: bar = 1.36; break; case 486: bar = 1.36; break; case 487: bar = 1.35; break; case 488: bar = 1.35; break; case 489: bar = 1.34; break; case 490: bar = 1.34; break; case 491: bar = 1.34; break; case 492: bar = 1.33; break; case 493: bar = 1.33; break; case 494: bar = 1.32; break; case 495: bar = 1.32; break; case 496: bar = 1.32; break; case 497: bar = 1.31; break; case 498: bar = 1.31; break; case 499: bar = 1.3; break; case 500: bar = 1.3; break; case 501: bar = 1.3; break; case 502: bar = 1.29; break; case 503: bar = 1.29; break; case 504: bar = 1.29; break; case 505: bar = 1.28; break; case 506: bar = 1.28; break; case 507: bar = 1.27; break; case 508: bar = 1.27; break; case 509: bar = 1.27; break; case 510: bar = 1.26; break; case 511: bar = 1.26; break; case 512: bar = 1.26; break; case 513: bar = 1.25; break; case 514: bar = 1.25; break; case 515: bar = 1.24; break; case 516: bar = 1.24; break; case 517: bar = 1.24; break; case 518: bar = 1.23; break; case 519: bar = 1.23; break; case 520: bar = 1.23; break; case 521: bar = 1.22; break; case 522: bar = 1.22; break; case 523: bar = 1.22; break; case 524: bar = 1.21; break; case 525: bar = 1.21; break; case 526: bar = 1.21; break; case 527: bar = 1.2; break; case 528: bar = 1.2; break; case 529: bar = 1.2; break; case 530: bar = 1.19; break; case 531: bar = 1.19; break; case 532: bar = 1.18; break; case 533: bar = 1.18; break; case 534: bar = 1.18; break; case 535: bar = 1.17; break; case 536: bar = 1.17; break; case 537: bar = 1.17; break; case 538: bar = 1.16; break; case 539: bar = 1.16; break; case 540: bar = 1.16; break; case 541: bar = 1.15; break; case 542: bar = 1.15; break; case 543: bar = 1.15; break; case 544: bar = 1.14; break; case 545: bar = 1.14; break; case 546: bar = 1.14; break; case 547: bar = 1.13; break; case 548: bar = 1.13; break; case 549: bar = 1.13; break; case 550: bar = 1.12; break; case 551: bar = 1.12; break; case 552: bar = 1.12; break; case 553: bar = 1.12; break; case 554: bar = 1.11; break; case 555: bar = 1.11; break; case 556: bar = 1.11; break; case 557: bar = 1.1; break; case 558: bar = 1.1; break; case 559: bar = 1.1; break; case 560: bar = 1.09; break; case 561: bar = 1.09; break; case 562: bar = 1.09; break; case 563: bar = 1.08; break; case 564: bar = 1.08; break; case 565: bar = 1.08; break; case 566: bar = 1.07; break; case 567: bar = 1.07; break; case 568: bar = 1.07; break; case 569: bar = 1.07; break; case 570: bar = 1.06; break; case 571: bar = 1.06; break; case 572: bar = 1.06; break; case 573: bar = 1.05; break; case 574: bar = 1.05; break; case 575: bar = 1.05; break; case 576: bar = 1.04; break; case 577: bar = 1.04; break; case 578: bar = 1.04; break; case 579: bar = 1.04; break; case 580: bar = 1.03; break; case 581: bar = 1.03; break; case 582: bar = 1.03; break; case 583: bar = 1.02; break; case 584: bar = 1.02; break; case 585: bar = 1.02; break; case 586: bar = 1.02; break; case 587: bar = 1.01; break; case 588: bar = 1.01; break; case 589: bar = 1.01; break; case 590: bar = 1; break; case 591: bar = 1; break; case 592: bar = 1; break; case 593: bar = 1; break; case 594: bar = 0.99; break; case 595: bar = 0.99; break; case 596: bar = 0.99; break; case 597: bar = 0.98; break; case 598: bar = 0.98; break; case 599: bar = 0.98; break; case 600: bar = 0.98; break; case 601: bar = 0.97; break; case 602: bar = 0.97; break; case 603: bar = 0.97; break; case 604: bar = 0.96; break; case 605: bar = 0.96; break; case 606: bar = 0.96; break; case 607: bar = 0.96; break; case 608: bar = 0.95; break; case 609: bar = 0.95; break; case 610: bar = 0.95; break; case 611: bar = 0.95; break; case 612: bar = 0.94; break; case 613: bar = 0.94; break; case 614: bar = 0.94; break; case 615: bar = 0.94; break; case 616: bar = 0.93; break; case 617: bar = 0.93; break; case 618: bar = 0.93; break; case 619: bar = 0.92; break; case 620: bar = 0.92; break; case 621: bar = 0.92; break; case 622: bar = 0.92; break; case 623: bar = 0.91; break; case 624: bar = 0.91; break; case 625: bar = 0.91; break; case 626: bar = 0.91; break; case 627: bar = 0.9; break; case 628: bar = 0.9; break; case 629: bar = 0.9; break; case 630: bar = 0.9; break; case 631: bar = 0.89; break; case 632: bar = 0.89; break; case 633: bar = 0.89; break; case 634: bar = 0.89; break; case 635: bar = 0.88; break; case 636: bar = 0.88; break; case 637: bar = 0.88; break; case 638: bar = 0.88; break; case 639: bar = 0.87; break; case 640: bar = 0.87; break; case 641: bar = 0.87; break; case 642: bar = 0.87; break; case 643: bar = 0.86; break; case 644: bar = 0.86; break; case 645: bar = 0.86; break; case 646: bar = 0.86; break; case 647: bar = 0.85; break; case 648: bar = 0.85; break; case 649: bar = 0.85; break; case 650: bar = 0.85; break; case 651: bar = 0.84; break; case 652: bar = 0.84; break; case 653: bar = 0.84; break; case 654: bar = 0.84; break; case 655: bar = 0.84; break; case 656: bar = 0.83; break; case 657: bar = 0.83; break; case 658: bar = 0.83; break; case 659: bar = 0.83; break; case 660: bar = 0.82; break; case 661: bar = 0.82; break; case 662: bar = 0.82; break; case 663: bar = 0.82; break; case 664: bar = 0.81; break; case 665: bar = 0.81; break; case 666: bar = 0.81; break; case 667: bar = 0.81; break; case 668: bar = 0.81; break; case 669: bar = 0.8; break; case 670: bar = 0.8; break; case 671: bar = 0.8; break; case 672: bar = 0.8; break; case 673: bar = 0.79; break; case 674: bar = 0.79; break; case 675: bar = 0.79; break; case 676: bar = 0.79; break; case 677: bar = 0.78; break; case 678: bar = 0.78; break; case 679: bar = 0.78; break; case 680: bar = 0.78; break; case 681: bar = 0.78; break; case 682: bar = 0.77; break; case 683: bar = 0.77; break; case 684: bar = 0.77; break; case 685: bar = 0.77; break; case 686: bar = 0.77; break; case 687: bar = 0.76; break; case 688: bar = 0.76; break; case 689: bar = 0.76; break; case 690: bar = 0.76; break; case 691: bar = 0.75; break; case 692: bar = 0.75; break; case 693: bar = 0.75; break; case 694: bar = 0.75; break; case 695: bar = 0.75; break; case 696: bar = 0.74; break; case 697: bar = 0.74; break; case 698: bar = 0.74; break; case 699: bar = 0.74; break; case 700: bar = 0.74; break; case 701: bar = 0.73; break; case 702: bar = 0.73; break; case 703: bar = 0.73; break; case 704: bar = 0.73; break; case 705: bar = 0.72; break; case 706: bar = 0.72; break; case 707: bar = 0.72; break; case 708: bar = 0.72; break; case 709: bar = 0.72; break; case 710: bar = 0.71; break; case 711: bar = 0.71; break; case 712: bar = 0.71; break; case 713: bar = 0.71; break; case 714: bar = 0.71; break; case 715: bar = 0.7; break; case 716: bar = 0.7; break; case 717: bar = 0.7; break; case 718: bar = 0.7; break; case 719: bar = 0.7; break; case 720: bar = 0.69; break; case 721: bar = 0.69; break; case 722: bar = 0.69; break; case 723: bar = 0.69; break; case 724: bar = 0.69; break; case 725: bar = 0.68; break; case 726: bar = 0.68; break; case 727: bar = 0.68; break; case 728: bar = 0.68; break; case 729: bar = 0.68; break; case 730: bar = 0.67; break; case 731: bar = 0.67; break; case 732: bar = 0.67; break; case 733: bar = 0.67; break; case 734: bar = 0.67; break; case 735: bar = 0.67; break; case 736: bar = 0.66; break; case 737: bar = 0.66; break; case 738: bar = 0.66; break; case 739: bar = 0.66; break; case 740: bar = 0.66; break; case 741: bar = 0.65; break; case 742: bar = 0.65; break; case 743: bar = 0.65; break; case 744: bar = 0.65; break; case 745: bar = 0.65; break; case 746: bar = 0.64; break; case 747: bar = 0.64; break; case 748: bar = 0.64; break; case 749: bar = 0.64; break; case 750: bar = 0.64; break; case 751: bar = 0.64; break; case 752: bar = 0.63; break; case 753: bar = 0.63; break; case 754: bar = 0.63; break; case 755: bar = 0.63; break; case 756: bar = 0.63; break; case 757: bar = 0.62; break; case 758: bar = 0.62; break; case 759: bar = 0.62; break; case 760: bar = 0.62; break; case 761: bar = 0.62; break; case 762: bar = 0.61; break; case 763: bar = 0.61; break; case 764: bar = 0.61; break; case 765: bar = 0.61; break; case 766: bar = 0.61; break; case 767: bar = 0.61; break; case 768: bar = 0.6; break; case 769: bar = 0.6; break; case 770: bar = 0.6; break; case 771: bar = 0.6; break; case 772: bar = 0.6; break; case 773: bar = 0.6; break; case 774: bar = 0.59; break; case 775: bar = 0.59; break; case 776: bar = 0.59; break; case 777: bar = 0.59; break; case 778: bar = 0.59; break; case 779: bar = 0.59; break; case 780: bar = 0.58; break; case 781: bar = 0.58; break; case 782: bar = 0.58; break; case 783: bar = 0.58; break; case 784: bar = 0.58; break; case 785: bar = 0.57; break; case 786: bar = 0.57; break; case 787: bar = 0.57; break; case 788: bar = 0.57; break; case 789: bar = 0.57; break; case 790: bar = 0.57; break; case 791: bar = 0.56; break; case 792: bar = 0.56; break; case 793: bar = 0.56; break; case 794: bar = 0.56; break; case 795: bar = 0.56; break; case 796: bar = 0.56; break; case 797: bar = 0.55; break; case 798: bar = 0.55; break; case 799: bar = 0.55; break; case 800: bar = 0.55; break; case 801: bar = 0.55; break; case 802: bar = 0.55; break; case 803: bar = 0.54; break; case 804: bar = 0.54; break; case 805: bar = 0.54; break; case 806: bar = 0.54; break; case 807: bar = 0.54; break; case 808: bar = 0.54; break; case 809: bar = 0.53; break; case 810: bar = 0.53; break; case 811: bar = 0.53; break; case 812: bar = 0.53; break; case 813: bar = 0.53; break; case 814: bar = 0.53; break; case 815: bar = 0.53; break; case 816: bar = 0.52; break; case 817: bar = 0.52; break; case 818: bar = 0.52; break; case 819: bar = 0.52; break; case 820: bar = 0.52; break; case 821: bar = 0.52; break; case 822: bar = 0.51; break; case 823: bar = 0.51; break; case 824: bar = 0.51; break; case 825: bar = 0.51; break; case 826: bar = 0.51; break; case 827: bar = 0.51; break; case 828: bar = 0.5; break; case 829: bar = 0.5; break; case 830: bar = 0.5; break; case 831: bar = 0.5; break; case 832: bar = 0.5; break; case 833: bar = 0.5; break; case 834: bar = 0.5; break; case 835: bar = 0.49; break; case 836: bar = 0.49; break; case 837: bar = 0.49; break; case 838: bar = 0.49; break; case 839: bar = 0.49; break; case 840: bar = 0.49; break; case 841: bar = 0.48; break; case 842: bar = 0.48; break; case 843: bar = 0.48; break; case 844: bar = 0.48; break; case 845: bar = 0.48; break; case 846: bar = 0.48; break; case 847: bar = 0.48; break; case 848: bar = 0.47; break; case 849: bar = 0.47; break; case 850: bar = 0.47; break; case 851: bar = 0.47; break; case 852: bar = 0.47; break; case 853: bar = 0.47; break; case 854: bar = 0.47; break; case 855: bar = 0.46; break; case 856: bar = 0.46; break; case 857: bar = 0.46; break; case 858: bar = 0.46; break; case 859: bar = 0.46; break; case 860: bar = 0.46; break; case 861: bar = 0.46; break; case 862: bar = 0.45; break; case 863: bar = 0.45; break; case 864: bar = 0.45; break; case 865: bar = 0.45; break; case 866: bar = 0.45; break; case 867: bar = 0.45; break; case 868: bar = 0.45; break; case 869: bar = 0.44; break; case 870: bar = 0.44; break; case 871: bar = 0.44; break; case 872: bar = 0.44; break; case 873: bar = 0.44; break; case 874: bar = 0.44; break; case 875: bar = 0.44; break; case 876: bar = 0.43; break; case 877: bar = 0.43; break; case 878: bar = 0.43; break; case 879: bar = 0.43; break; case 880: bar = 0.43; break; case 881: bar = 0.43; break; case 882: bar = 0.43; break; case 883: bar = 0.42; break; case 884: bar = 0.42; break; case 885: bar = 0.42; break; case 886: bar = 0.42; break; case 887: bar = 0.42; break; case 888: bar = 0.42; break; case 889: bar = 0.42; break; case 890: bar = 0.41; break; case 891: bar = 0.41; break; case 892: bar = 0.41; break; case 893: bar = 0.41; break; case 894: bar = 0.41; break; case 895: bar = 0.41; break; case 896: bar = 0.41; break; case 897: bar = 0.41; break; case 898: bar = 0.4; break; case 899: bar = 0.4; break; case 900: bar = 0.4; break; case 901: bar = 0.4; break; case 902: bar = 0.4; break; case 903: bar = 0.4; break; case 904: bar = 0.4; break; case 905: bar = 0.39; break; case 906: bar = 0.39; break; case 907: bar = 0.39; break; case 908: bar = 0.39; break; case 909: bar = 0.39; break; case 910: bar = 0.39; break; case 911: bar = 0.39; break; case 912: bar = 0.39; break; case 913: bar = 0.38; break; case 914: bar = 0.38; break; case 915: bar = 0.38; break; case 916: bar = 0.38; break; case 917: bar = 0.38; break; case 918: bar = 0.38; break; case 919: bar = 0.38; break; case 920: bar = 0.38; break; case 921: bar = 0.37; break; case 922: bar = 0.37; break; case 923: bar = 0.37; break; case 924: bar = 0.37; break; case 925: bar = 0.37; break; case 926: bar = 0.37; break; case 927: bar = 0.37; break; case 928: bar = 0.37; break; case 929: bar = 0.36; break; case 930: bar = 0.36; break; case 931: bar = 0.36; break; case 932: bar = 0.36; break; case 933: bar = 0.36; break; case 934: bar = 0.36; break; case 935: bar = 0.36; break; case 936: bar = 0.36; break; case 937: bar = 0.35; break; case 938: bar = 0.35; break; case 939: bar = 0.35; break; case 940: bar = 0.35; break; case 941: bar = 0.35; break; case 942: bar = 0.35; break; case 943: bar = 0.35; break; case 944: bar = 0.35; break; case 945: bar = 0.34; break; case 946: bar = 0.34; break; case 947: bar = 0.34; break; case 948: bar = 0.34; break; case 949: bar = 0.34; break; case 950: bar = 0.34; break; case 951: bar = 0.34; break; case 952: bar = 0.34; break; case 953: bar = 0.33; break; case 954: bar = 0.33; break; case 955: bar = 0.33; break; case 956: bar = 0.33; break; case 957: bar = 0.33; break; case 958: bar = 0.33; break; case 959: bar = 0.33; break; case 960: bar = 0.33; break; case 961: bar = 0.32; break; case 962: bar = 0.32; break; case 963: bar = 0.32; break; case 964: bar = 0.32; break; case 965: bar = 0.32; break; case 966: bar = 0.32; break; case 967: bar = 0.32; break; case 968: bar = 0.32; break; case 969: bar = 0.32; break; case 970: bar = 0.31; break; case 971: bar = 0.31; break; case 972: bar = 0.31; break; case 973: bar = 0.31; break; case 974: bar = 0.31; break; case 975: bar = 0.31; break; case 976: bar = 0.31; break; case 977: bar = 0.31; break; case 978: bar = 0.3; break; case 979: bar = 0.3; break; case 980: bar = 0.3; break; case 981: bar = 0.3; break; case 982: bar = 0.3; break; case 983: bar = 0.3; break; case 984: bar = 0.3; break; case 985: bar = 0.3; break; case 986: bar = 0.3; break; case 987: bar = 0.29; break; case 988: bar = 0.29; break; case 989: bar = 0.29; break; case 990: bar = 0.29; break; case 991: bar = 0.29; break; case 992: bar = 0.29; break; case 993: bar = 0.29; break; case 994: bar = 0.29; break; case 995: bar = 0.29; break; case 996: bar = 0.28; break; case 997: bar = 0.28; break; case 998: bar = 0.28; break; case 999: bar = 0.28; break; case 1000: bar = 0.28; break; case 1001: bar = 0.28; break; case 1002: bar = 0.28; break; case 1003: bar = 0.28; break; case 1004: bar = 0.28; break; case 1005: bar = 0.27; break; case 1006: bar = 0.27; break; case 1007: bar = 0.27; break; case 1008: bar = 0.27; break; case 1009: bar = 0.27; break; case 1010: bar = 0.27; break; case 1011: bar = 0.27; break; case 1012: bar = 0.27; break; case 1013: bar = 0.27; break; case 1014: bar = 0.26; break; case 1015: bar = 0.26; break; case 1016: bar = 0.26; break; case 1017: bar = 0.26; break; case 1018: bar = 0.26; break; case 1019: bar = 0.26; break; case 1020: bar = 0.26; break; case 1021: bar = 0.26; break; case 1022: bar = 0.26; break; case 1023: bar = 0.26; break; case 1024: bar = 0.25; break;
case 86: bar = 8.62; break; | case 86: bar = 8.62; break; case 87: bar = 8.53; break; case 88: bar = 8.45; break; case 89: bar = 8.36; break; case 90: bar = 8.28; break; case 91: bar = 8.2; break; case 92: bar = 8.12; break; case 93: bar = 8.04; break; case 94: bar = 7.96; break; case 95: bar = 7.89; break; case 96: bar = 7.81; break; case 97: bar = 7.74; break; case 98: bar = 7.67; break; case 99: bar = 7.6; break; case 100: bar = 7.53; break; case 101: bar = 7.46; break; case 102: bar = 7.4; break; case 103: bar = 7.33; break; case 104: bar = 7.27; break; case 105: bar = 7.2; break; case 106: bar = 7.14; break; case 107: bar = 7.08; break; case 108: bar = 7.02; break; case 109: bar = 6.96; break; case 110: bar = 6.9; break; case 111: bar = 6.85; break; case 112: bar = 6.79; break; case 113: bar = 6.74; break; case 114: bar = 6.68; break; case 115: bar = 6.63; break; case 116: bar = 6.57; break; case 117: bar = 6.52; break; case 118: bar = 6.47; break; case 119: bar = 6.42; break; case 120: bar = 6.37; break; case 121: bar = 6.32; break; case 122: bar = 6.27; break; case 123: bar = 6.23; break; case 124: bar = 6.18; break; case 125: bar = 6.13; break; case 126: bar = 6.09; break; case 127: bar = 6.04; break; case 128: bar = 6; break; case 129: bar = 5.95; break; case 130: bar = 5.91; break; case 131: bar = 5.87; break; case 132: bar = 5.83; break; case 133: bar = 5.79; break; case 134: bar = 5.75; break; case 135: bar = 5.71; break; case 136: bar = 5.67; break; case 137: bar = 5.63; break; case 138: bar = 5.59; break; case 139: bar = 5.55; break; case 140: bar = 5.51; break; case 141: bar = 5.47; break; case 142: bar = 5.44; break; case 143: bar = 5.4; break; case 144: bar = 5.37; break; case 145: bar = 5.33; break; case 146: bar = 5.3; break; case 147: bar = 5.26; break; case 148: bar = 5.23; break; case 149: bar = 5.19; break; case 150: bar = 5.16; break; case 151: bar = 5.13; break; case 152: bar = 5.09; break; case 153: bar = 5.06; break; case 154: bar = 5.03; break; case 155: bar = 5; break; case 156: bar = 4.97; break; case 157: bar = 4.94; break; case 158: bar = 4.91; break; case 159: bar = 4.88; break; case 160: bar = 4.85; break; case 161: bar = 4.82; break; case 162: bar = 4.79; break; case 163: bar = 4.76; break; case 164: bar = 4.73; break; case 165: bar = 4.7; break; case 166: bar = 4.68; break; case 167: bar = 4.65; break; case 168: bar = 4.62; break; case 169: bar = 4.59; break; case 170: bar = 4.57; break; case 171: bar = 4.54; break; case 172: bar = 4.52; break; case 173: bar = 4.49; break; case 174: bar = 4.46; break; case 175: bar = 4.44; break; case 176: bar = 4.41; break; case 177: bar = 4.39; break; case 178: bar = 4.36; break; case 179: bar = 4.34; break; case 180: bar = 4.32; break; case 181: bar = 4.29; break; case 182: bar = 4.27; break; case 183: bar = 4.25; break; case 184: bar = 4.22; break; case 185: bar = 4.2; break; case 186: bar = 4.18; break; case 187: bar = 4.15; break; case 188: bar = 4.13; break; case 189: bar = 4.11; break; case 190: bar = 4.09; break; case 191: bar = 4.07; break; case 192: bar = 4.05; break; case 193: bar = 4.02; break; case 194: bar = 4; break; case 195: bar = 3.98; break; case 196: bar = 3.96; break; case 197: bar = 3.94; break; case 198: bar = 3.92; break; case 199: bar = 3.9; break; case 200: bar = 3.88; break; case 201: bar = 3.86; break; case 202: bar = 3.84; break; case 203: bar = 3.82; break; case 204: bar = 3.8; break; case 205: bar = 3.78; break; case 206: bar = 3.77; break; case 207: bar = 3.75; break; case 208: bar = 3.73; break; case 209: bar = 3.71; break; case 210: bar = 3.69; break; case 211: bar = 3.67; break; case 212: bar = 3.66; break; case 213: bar = 3.64; break; case 214: bar = 3.62; break; case 215: bar = 3.6; break; case 216: bar = 3.59; break; case 217: bar = 3.57; break; case 218: bar = 3.55; break; case 219: bar = 3.53; break; case 220: bar = 3.52; break; case 221: bar = 3.5; break; case 222: bar = 3.48; break; case 223: bar = 3.47; break; case 224: bar = 3.45; break; case 225: bar = 3.44; break; case 226: bar = 3.42; break; case 227: bar = 3.4; break; case 228: bar = 3.39; break; case 229: bar = 3.37; break; case 230: bar = 3.36; break; case 231: bar = 3.34; break; case 232: bar = 3.33; break; case 233: bar = 3.31; break; case 234: bar = 3.3; break; case 235: bar = 3.28; break; case 236: bar = 3.27; break; case 237: bar = 3.25; break; case 238: bar = 3.24; break; case 239: bar = 3.22; break; case 240: bar = 3.21; break; case 241: bar = 3.19; break; case 242: bar = 3.18; break; case 243: bar = 3.17; break; case 244: bar = 3.15; break; case 245: bar = 3.14; break; case 246: bar = 3.12; break; case 247: bar = 3.11; break; case 248: bar = 3.1; break; case 249: bar = 3.08; break; case 250: bar = 3.07; break; case 251: bar = 3.06; break; case 252: bar = 3.04; break; case 253: bar = 3.03; break; case 254: bar = 3.02; break; case 255: bar = 3.01; break; case 256: bar = 2.99; break; case 257: bar = 2.98; break; case 258: bar = 2.97; break; case 259: bar = 2.96; break; case 260: bar = 2.94; break; case 261: bar = 2.93; break; case 262: bar = 2.92; break; case 263: bar = 2.91; break; case 264: bar = 2.89; break; case 265: bar = 2.88; break; case 266: bar = 2.87; break; case 267: bar = 2.86; break; case 268: bar = 2.85; break; case 269: bar = 2.83; break; case 270: bar = 2.82; break; case 271: bar = 2.81; break; case 272: bar = 2.8; break; case 273: bar = 2.79; break; case 274: bar = 2.78; break; case 275: bar = 2.77; break; case 276: bar = 2.76; break; case 277: bar = 2.74; break; case 278: bar = 2.73; break; case 279: bar = 2.72; break; case 280: bar = 2.71; break; case 281: bar = 2.7; break; case 282: bar = 2.69; break; case 283: bar = 2.68; break; case 284: bar = 2.67; break; case 285: bar = 2.66; break; case 286: bar = 2.65; break; case 287: bar = 2.64; break; case 288: bar = 2.63; break; case 289: bar = 2.62; break; case 290: bar = 2.61; break; case 291: bar = 2.6; break; case 292: bar = 2.59; break; case 293: bar = 2.58; break; case 294: bar = 2.57; break; case 295: bar = 2.56; break; case 296: bar = 2.55; break; case 297: bar = 2.54; break; case 298: bar = 2.53; break; case 299: bar = 2.52; break; case 300: bar = 2.51; break; case 301: bar = 2.5; break; case 302: bar = 2.49; break; case 303: bar = 2.48; break; case 304: bar = 2.47; break; case 305: bar = 2.46; break; case 306: bar = 2.45; break; case 307: bar = 2.44; break; case 308: bar = 2.43; break; case 309: bar = 2.42; break; case 310: bar = 2.41; break; case 311: bar = 2.41; break; case 312: bar = 2.4; break; case 313: bar = 2.39; break; case 314: bar = 2.38; break; case 315: bar = 2.37; break; case 316: bar = 2.36; break; case 317: bar = 2.35; break; case 318: bar = 2.34; break; case 319: bar = 2.34; break; case 320: bar = 2.33; break; case 321: bar = 2.32; break; case 322: bar = 2.31; break; case 323: bar = 2.3; break; case 324: bar = 2.29; break; case 325: bar = 2.28; break; case 326: bar = 2.28; break; case 327: bar = 2.27; break; case 328: bar = 2.26; break; case 329: bar = 2.25; break; case 330: bar = 2.24; break; case 331: bar = 2.24; break; case 332: bar = 2.23; break; case 333: bar = 2.22; break; case 334: bar = 2.21; break; case 335: bar = 2.2; break; case 336: bar = 2.2; break; case 337: bar = 2.19; break; case 338: bar = 2.18; break; case 339: bar = 2.17; break; case 340: bar = 2.17; break; case 341: bar = 2.16; break; case 342: bar = 2.15; break; case 343: bar = 2.14; break; case 344: bar = 2.13; break; case 345: bar = 2.13; break; case 346: bar = 2.12; break; case 347: bar = 2.11; break; case 348: bar = 2.11; break; case 349: bar = 2.1; break; case 350: bar = 2.09; break; case 351: bar = 2.08; break; case 352: bar = 2.08; break; case 353: bar = 2.07; break; case 354: bar = 2.06; break; case 355: bar = 2.05; break; case 356: bar = 2.05; break; case 357: bar = 2.04; break; case 358: bar = 2.03; break; case 359: bar = 2.03; break; case 360: bar = 2.02; break; case 361: bar = 2.01; break; case 362: bar = 2.01; break; case 363: bar = 2; break; case 364: bar = 1.99; break; case 365: bar = 1.99; break; case 366: bar = 1.98; break; case 367: bar = 1.97; break; case 368: bar = 1.97; break; case 369: bar = 1.96; break; case 370: bar = 1.95; break; case 371: bar = 1.95; break; case 372: bar = 1.94; break; case 373: bar = 1.93; break; case 374: bar = 1.93; break; case 375: bar = 1.92; break; case 376: bar = 1.91; break; case 377: bar = 1.91; break; case 378: bar = 1.9; break; case 379: bar = 1.89; break; case 380: bar = 1.89; break; case 381: bar = 1.88; break; case 382: bar = 1.88; break; case 383: bar = 1.87; break; case 384: bar = 1.86; break; case 385: bar = 1.86; break; case 386: bar = 1.85; break; case 387: bar = 1.85; break; case 388: bar = 1.84; break; case 389: bar = 1.83; break; case 390: bar = 1.83; break; case 391: bar = 1.82; break; case 392: bar = 1.82; break; case 393: bar = 1.81; break; case 394: bar = 1.8; break; case 395: bar = 1.8; break; case 396: bar = 1.79; break; case 397: bar = 1.79; break; case 398: bar = 1.78; break; case 399: bar = 1.77; break; case 400: bar = 1.77; break; case 401: bar = 1.76; break; case 402: bar = 1.76; break; case 403: bar = 1.75; break; case 404: bar = 1.75; break; case 405: bar = 1.74; break; case 406: bar = 1.73; break; case 407: bar = 1.73; break; case 408: bar = 1.72; break; case 409: bar = 1.72; break; case 410: bar = 1.71; break; case 411: bar = 1.71; break; case 412: bar = 1.7; break; case 413: bar = 1.7; break; case 414: bar = 1.69; break; case 415: bar = 1.69; break; case 416: bar = 1.68; break; case 417: bar = 1.67; break; case 418: bar = 1.67; break; case 419: bar = 1.66; break; case 420: bar = 1.66; break; case 421: bar = 1.65; break; case 422: bar = 1.65; break; case 423: bar = 1.64; break; case 424: bar = 1.64; break; case 425: bar = 1.63; break; case 426: bar = 1.63; break; case 427: bar = 1.62; break; case 428: bar = 1.62; break; case 429: bar = 1.61; break; case 430: bar = 1.61; break; case 431: bar = 1.6; break; case 432: bar = 1.6; break; case 433: bar = 1.59; break; case 434: bar = 1.59; break; case 435: bar = 1.58; break; case 436: bar = 1.58; break; case 437: bar = 1.57; break; case 438: bar = 1.57; break; case 439: bar = 1.56; break; case 440: bar = 1.56; break; case 441: bar = 1.55; break; case 442: bar = 1.55; break; case 443: bar = 1.54; break; case 444: bar = 1.54; break; case 445: bar = 1.53; break; case 446: bar = 1.53; break; case 447: bar = 1.53; break; case 448: bar = 1.52; break; case 449: bar = 1.52; break; case 450: bar = 1.51; break; case 451: bar = 1.51; break; case 452: bar = 1.5; break; case 453: bar = 1.5; break; case 454: bar = 1.49; break; case 455: bar = 1.49; break; case 456: bar = 1.48; break; case 457: bar = 1.48; break; case 458: bar = 1.47; break; case 459: bar = 1.47; break; case 460: bar = 1.47; break; case 461: bar = 1.46; break; case 462: bar = 1.46; break; case 463: bar = 1.45; break; case 464: bar = 1.45; break; case 465: bar = 1.44; break; case 466: bar = 1.44; break; case 467: bar = 1.44; break; case 468: bar = 1.43; break; case 469: bar = 1.43; break; case 470: bar = 1.42; break; case 471: bar = 1.42; break; case 472: bar = 1.41; break; case 473: bar = 1.41; break; case 474: bar = 1.41; break; case 475: bar = 1.4; break; case 476: bar = 1.4; break; case 477: bar = 1.39; break; case 478: bar = 1.39; break; case 479: bar = 1.38; break; case 480: bar = 1.38; break; case 481: bar = 1.38; break; case 482: bar = 1.37; break; case 483: bar = 1.37; break; case 484: bar = 1.36; break; case 485: bar = 1.36; break; case 486: bar = 1.36; break; case 487: bar = 1.35; break; case 488: bar = 1.35; break; case 489: bar = 1.34; break; case 490: bar = 1.34; break; case 491: bar = 1.34; break; case 492: bar = 1.33; break; case 493: bar = 1.33; break; case 494: bar = 1.32; break; case 495: bar = 1.32; break; case 496: bar = 1.32; break; case 497: bar = 1.31; break; case 498: bar = 1.31; break; case 499: bar = 1.3; break; case 500: bar = 1.3; break; case 501: bar = 1.3; break; case 502: bar = 1.29; break; case 503: bar = 1.29; break; case 504: bar = 1.29; break; case 505: bar = 1.28; break; case 506: bar = 1.28; break; case 507: bar = 1.27; break; case 508: bar = 1.27; break; case 509: bar = 1.27; break; case 510: bar = 1.26; break; case 511: bar = 1.26; break; case 512: bar = 1.26; break; case 513: bar = 1.25; break; case 514: bar = 1.25; break; case 515: bar = 1.24; break; case 516: bar = 1.24; break; case 517: bar = 1.24; break; case 518: bar = 1.23; break; case 519: bar = 1.23; break; case 520: bar = 1.23; break; case 521: bar = 1.22; break; case 522: bar = 1.22; break; case 523: bar = 1.22; break; case 524: bar = 1.21; break; case 525: bar = 1.21; break; case 526: bar = 1.21; break; case 527: bar = 1.2; break; case 528: bar = 1.2; break; case 529: bar = 1.2; break; case 530: bar = 1.19; break; case 531: bar = 1.19; break; case 532: bar = 1.18; break; case 533: bar = 1.18; break; case 534: bar = 1.18; break; case 535: bar = 1.17; break; case 536: bar = 1.17; break; case 537: bar = 1.17; break; case 538: bar = 1.16; break; case 539: bar = 1.16; break; case 540: bar = 1.16; break; case 541: bar = 1.15; break; case 542: bar = 1.15; break; case 543: bar = 1.15; break; case 544: bar = 1.14; break; case 545: bar = 1.14; break; case 546: bar = 1.14; break; case 547: bar = 1.13; break; case 548: bar = 1.13; break; case 549: bar = 1.13; break; case 550: bar = 1.12; break; case 551: bar = 1.12; break; case 552: bar = 1.12; break; case 553: bar = 1.12; break; case 554: bar = 1.11; break; case 555: bar = 1.11; break; case 556: bar = 1.11; break; case 557: bar = 1.1; break; case 558: bar = 1.1; break; case 559: bar = 1.1; break; case 560: bar = 1.09; break; case 561: bar = 1.09; break; case 562: bar = 1.09; break; case 563: bar = 1.08; break; case 564: bar = 1.08; break; case 565: bar = 1.08; break; case 566: bar = 1.07; break; case 567: bar = 1.07; break; case 568: bar = 1.07; break; case 569: bar = 1.07; break; case 570: bar = 1.06; break; case 571: bar = 1.06; break; case 572: bar = 1.06; break; case 573: bar = 1.05; break; case 574: bar = 1.05; break; case 575: bar = 1.05; break; case 576: bar = 1.04; break; case 577: bar = 1.04; break; case 578: bar = 1.04; break; case 579: bar = 1.04; break; case 580: bar = 1.03; break; case 581: bar = 1.03; break; case 582: bar = 1.03; break; case 583: bar = 1.02; break; case 584: bar = 1.02; break; case 585: bar = 1.02; break; case 586: bar = 1.02; break; case 587: bar = 1.01; break; case 588: bar = 1.01; break; case 589: bar = 1.01; break; case 590: bar = 1; break; case 591: bar = 1; break; case 592: bar = 1; break; case 593: bar = 1; break; case 594: bar = 0.99; break; case 595: bar = 0.99; break; case 596: bar = 0.99; break; case 597: bar = 0.98; break; case 598: bar = 0.98; break; case 599: bar = 0.98; break; case 600: bar = 0.98; break; case 601: bar = 0.97; break; case 602: bar = 0.97; break; case 603: bar = 0.97; break; case 604: bar = 0.96; break; case 605: bar = 0.96; break; case 606: bar = 0.96; break; case 607: bar = 0.96; break; case 608: bar = 0.95; break; case 609: bar = 0.95; break; case 610: bar = 0.95; break; case 611: bar = 0.95; break; case 612: bar = 0.94; break; case 613: bar = 0.94; break; case 614: bar = 0.94; break; case 615: bar = 0.94; break; case 616: bar = 0.93; break; case 617: bar = 0.93; break; case 618: bar = 0.93; break; case 619: bar = 0.92; break; case 620: bar = 0.92; break; case 621: bar = 0.92; break; case 622: bar = 0.92; break; case 623: bar = 0.91; break; case 624: bar = 0.91; break; case 625: bar = 0.91; break; case 626: bar = 0.91; break; case 627: bar = 0.9; break; case 628: bar = 0.9; break; case 629: bar = 0.9; break; case 630: bar = 0.9; break; case 631: bar = 0.89; break; case 632: bar = 0.89; break; case 633: bar = 0.89; break; case 634: bar = 0.89; break; case 635: bar = 0.88; break; case 636: bar = 0.88; break; case 637: bar = 0.88; break; case 638: bar = 0.88; break; case 639: bar = 0.87; break; case 640: bar = 0.87; break; case 641: bar = 0.87; break; case 642: bar = 0.87; break; case 643: bar = 0.86; break; case 644: bar = 0.86; break; case 645: bar = 0.86; break; case 646: bar = 0.86; break; case 647: bar = 0.85; break; case 648: bar = 0.85; break; case 649: bar = 0.85; break; case 650: bar = 0.85; break; case 651: bar = 0.84; break; case 652: bar = 0.84; break; case 653: bar = 0.84; break; case 654: bar = 0.84; break; case 655: bar = 0.84; break; case 656: bar = 0.83; break; case 657: bar = 0.83; break; case 658: bar = 0.83; break; case 659: bar = 0.83; break; case 660: bar = 0.82; break; case 661: bar = 0.82; break; case 662: bar = 0.82; break; case 663: bar = 0.82; break; case 664: bar = 0.81; break; case 665: bar = 0.81; break; case 666: bar = 0.81; break; case 667: bar = 0.81; break; case 668: bar = 0.81; break; case 669: bar = 0.8; break; case 670: bar = 0.8; break; case 671: bar = 0.8; break; case 672: bar = 0.8; break; case 673: bar = 0.79; break; case 674: bar = 0.79; break; case 675: bar = 0.79; break; case 676: bar = 0.79; break; case 677: bar = 0.78; break; case 678: bar = 0.78; break; case 679: bar = 0.78; break; case 680: bar = 0.78; break; case 681: bar = 0.78; break; case 682: bar = 0.77; break; case 683: bar = 0.77; break; case 684: bar = 0.77; break; case 685: bar = 0.77; break; case 686: bar = 0.77; break; case 687: bar = 0.76; break; case 688: bar = 0.76; break; case 689: bar = 0.76; break; case 690: bar = 0.76; break; case 691: bar = 0.75; break; case 692: bar = 0.75; break; case 693: bar = 0.75; break; case 694: bar = 0.75; break; case 695: bar = 0.75; break; case 696: bar = 0.74; break; case 697: bar = 0.74; break; case 698: bar = 0.74; break; case 699: bar = 0.74; break; case 700: bar = 0.74; break; case 701: bar = 0.73; break; case 702: bar = 0.73; break; case 703: bar = 0.73; break; case 704: bar = 0.73; break; case 705: bar = 0.72; break; case 706: bar = 0.72; break; case 707: bar = 0.72; break; case 708: bar = 0.72; break; case 709: bar = 0.72; break; case 710: bar = 0.71; break; case 711: bar = 0.71; break; case 712: bar = 0.71; break; case 713: bar = 0.71; break; case 714: bar = 0.71; break; case 715: bar = 0.7; break; case 716: bar = 0.7; break; case 717: bar = 0.7; break; case 718: bar = 0.7; break; case 719: bar = 0.7; break; case 720: bar = 0.69; break; case 721: bar = 0.69; break; case 722: bar = 0.69; break; case 723: bar = 0.69; break; case 724: bar = 0.69; break; case 725: bar = 0.68; break; case 726: bar = 0.68; break; case 727: bar = 0.68; break; case 728: bar = 0.68; break; case 729: bar = 0.68; break; case 730: bar = 0.67; break; case 731: bar = 0.67; break; case 732: bar = 0.67; break; case 733: bar = 0.67; break; case 734: bar = 0.67; break; case 735: bar = 0.67; break; case 736: bar = 0.66; break; case 737: bar = 0.66; break; case 738: bar = 0.66; break; case 739: bar = 0.66; break; case 740: bar = 0.66; break; case 741: bar = 0.65; break; case 742: bar = 0.65; break; case 743: bar = 0.65; break; case 744: bar = 0.65; break; case 745: bar = 0.65; break; case 746: bar = 0.64; break; case 747: bar = 0.64; break; case 748: bar = 0.64; break; case 749: bar = 0.64; break; case 750: bar = 0.64; break; case 751: bar = 0.64; break; case 752: bar = 0.63; break; case 753: bar = 0.63; break; case 754: bar = 0.63; break; case 755: bar = 0.63; break; case 756: bar = 0.63; break; case 757: bar = 0.62; break; case 758: bar = 0.62; break; case 759: bar = 0.62; break; case 760: bar = 0.62; break; case 761: bar = 0.62; break; case 762: bar = 0.61; break; case 763: bar = 0.61; break; case 764: bar = 0.61; break; case 765: bar = 0.61; break; case 766: bar = 0.61; break; case 767: bar = 0.61; break; case 768: bar = 0.6; break; case 769: bar = 0.6; break; case 770: bar = 0.6; break; case 771: bar = 0.6; break; case 772: bar = 0.6; break; case 773: bar = 0.6; break; case 774: bar = 0.59; break; case 775: bar = 0.59; break; case 776: bar = 0.59; break; case 777: bar = 0.59; break; case 778: bar = 0.59; break; case 779: bar = 0.59; break; case 780: bar = 0.58; break; case 781: bar = 0.58; break; case 782: bar = 0.58; break; case 783: bar = 0.58; break; case 784: bar = 0.58; break; case 785: bar = 0.57; break; case 786: bar = 0.57; break; case 787: bar = 0.57; break; case 788: bar = 0.57; break; case 789: bar = 0.57; break; case 790: bar = 0.57; break; case 791: bar = 0.56; break; case 792: bar = 0.56; break; case 793: bar = 0.56; break; case 794: bar = 0.56; break; case 795: bar = 0.56; break; case 796: bar = 0.56; break; case 797: bar = 0.55; break; case 798: bar = 0.55; break; case 799: bar = 0.55; break; case 800: bar = 0.55; break; case 801: bar = 0.55; break; case 802: bar = 0.55; break; case 803: bar = 0.54; break; case 804: bar = 0.54; break; case 805: bar = 0.54; break; case 806: bar = 0.54; break; case 807: bar = 0.54; break; case 808: bar = 0.54; break; case 809: bar = 0.53; break; case 810: bar = 0.53; break; case 811: bar = 0.53; break; case 812: bar = 0.53; break; case 813: bar = 0.53; break; case 814: bar = 0.53; break; case 815: bar = 0.53; break; case 816: bar = 0.52; break; case 817: bar = 0.52; break; case 818: bar = 0.52; break; case 819: bar = 0.52; break; case 820: bar = 0.52; break; case 821: bar = 0.52; break; case 822: bar = 0.51; break; case 823: bar = 0.51; break; case 824: bar = 0.51; break; case 825: bar = 0.51; break; case 826: bar = 0.51; break; case 827: bar = 0.51; break; case 828: bar = 0.5; break; case 829: bar = 0.5; break; case 830: bar = 0.5; break; case 831: bar = 0.5; break; case 832: bar = 0.5; break; case 833: bar = 0.5; break; case 834: bar = 0.5; break; case 835: bar = 0.49; break; case 836: bar = 0.49; break; case 837: bar = 0.49; break; case 838: bar = 0.49; break; case 839: bar = 0.49; break; case 840: bar = 0.49; break; case 841: bar = 0.48; break; case 842: bar = 0.48; break; case 843: bar = 0.48; break; case 844: bar = 0.48; break; case 845: bar = 0.48; break; case 846: bar = 0.48; break; case 847: bar = 0.48; break; case 848: bar = 0.47; break; case 849: bar = 0.47; break; case 850: bar = 0.47; break; case 851: bar = 0.47; break; case 852: bar = 0.47; break; case 853: bar = 0.47; break; case 854: bar = 0.47; break; case 855: bar = 0.46; break; case 856: bar = 0.46; break; case 857: bar = 0.46; break; case 858: bar = 0.46; break; case 859: bar = 0.46; break; case 860: bar = 0.46; break; case 861: bar = 0.46; break; case 862: bar = 0.45; break; case 863: bar = 0.45; break; case 864: bar = 0.45; break; case 865: bar = 0.45; break; case 866: bar = 0.45; break; case 867: bar = 0.45; break; case 868: bar = 0.45; break; case 869: bar = 0.44; break; case 870: bar = 0.44; break; case 871: bar = 0.44; break; case 872: bar = 0.44; break; case 873: bar = 0.44; break; case 874: bar = 0.44; break; case 875: bar = 0.44; break; case 876: bar = 0.43; break; case 877: bar = 0.43; break; case 878: bar = 0.43; break; case 879: bar = 0.43; break; case 880: bar = 0.43; break; case 881: bar = 0.43; break; case 882: bar = 0.43; break; case 883: bar = 0.42; break; case 884: bar = 0.42; break; case 885: bar = 0.42; break; case 886: bar = 0.42; break; case 887: bar = 0.42; break; case 888: bar = 0.42; break; case 889: bar = 0.42; break; case 890: bar = 0.41; break; case 891: bar = 0.41; break; case 892: bar = 0.41; break; case 893: bar = 0.41; break; case 894: bar = 0.41; break; case 895: bar = 0.41; break; case 896: bar = 0.41; break; case 897: bar = 0.41; break; case 898: bar = 0.4; break; case 899: bar = 0.4; break; case 900: bar = 0.4; break; case 901: bar = 0.4; break; case 902: bar = 0.4; break; case 903: bar = 0.4; break; case 904: bar = 0.4; break; case 905: bar = 0.39; break; case 906: bar = 0.39; break; case 907: bar = 0.39; break; case 908: bar = 0.39; break; case 909: bar = 0.39; break; case 910: bar = 0.39; break; case 911: bar = 0.39; break; case 912: bar = 0.39; break; case 913: bar = 0.38; break; case 914: bar = 0.38; break; case 915: bar = 0.38; break; case 916: bar = 0.38; break; case 917: bar = 0.38; break; case 918: bar = 0.38; break; case 919: bar = 0.38; break; case 920: bar = 0.38; break; case 921: bar = 0.37; break; case 922: bar = 0.37; break; case 923: bar = 0.37; break; case 924: bar = 0.37; break; case 925: bar = 0.37; break; case 926: bar = 0.37; break; case 927: bar = 0.37; break; case 928: bar = 0.37; break; case 929: bar = 0.36; break; case 930: bar = 0.36; break; case 931: bar = 0.36; break; case 932: bar = 0.36; break; case 933: bar = 0.36; break; case 934: bar = 0.36; break; case 935: bar = 0.36; break; case 936: bar = 0.36; break; case 937: bar = 0.35; break; case 938: bar = 0.35; break; case 939: bar = 0.35; break; case 940: bar = 0.35; break; case 941: bar = 0.35; break; case 942: bar = 0.35; break; case 943: bar = 0.35; break; case 944: bar = 0.35; break; case 945: bar = 0.34; break; case 946: bar = 0.34; break; case 947: bar = 0.34; break; case 948: bar = 0.34; break; case 949: bar = 0.34; break; case 950: bar = 0.34; break; case 951: bar = 0.34; break; case 952: bar = 0.34; break; case 953: bar = 0.33; break; case 954: bar = 0.33; break; case 955: bar = 0.33; break; case 956: bar = 0.33; break; case 957: bar = 0.33; break; case 958: bar = 0.33; break; case 959: bar = 0.33; break; case 960: bar = 0.33; break; case 961: bar = 0.32; break; case 962: bar = 0.32; break; case 963: bar = 0.32; break; case 964: bar = 0.32; break; case 965: bar = 0.32; break; case 966: bar = 0.32; break; case 967: bar = 0.32; break; case 968: bar = 0.32; break; case 969: bar = 0.32; break; case 970: bar = 0.31; break; case 971: bar = 0.31; break; case 972: bar = 0.31; break; case 973: bar = 0.31; break; case 974: bar = 0.31; break; case 975: bar = 0.31; break; case 976: bar = 0.31; break; case 977: bar = 0.31; break; case 978: bar = 0.3; break; case 979: bar = 0.3; break; case 980: bar = 0.3; break; case 981: bar = 0.3; break; case 982: bar = 0.3; break; case 983: bar = 0.3; break; case 984: bar = 0.3; break; case 985: bar = 0.3; break; case 986: bar = 0.3; break; case 987: bar = 0.29; break; case 988: bar = 0.29; break; case 989: bar = 0.29; break; case 990: bar = 0.29; break; case 991: bar = 0.29; break; case 992: bar = 0.29; break; case 993: bar = 0.29; break; case 994: bar = 0.29; break; case 995: bar = 0.29; break; case 996: bar = 0.28; break; case 997: bar = 0.28; break; case 998: bar = 0.28; break; case 999: bar = 0.28; break; case 1000: bar = 0.28; break; case 1001: bar = 0.28; break; case 1002: bar = 0.28; break; case 1003: bar = 0.28; break; case 1004: bar = 0.28; break; case 1005: bar = 0.27; break; case 1006: bar = 0.27; break; case 1007: bar = 0.27; break; case 1008: bar = 0.27; break; case 1009: bar = 0.27; break; case 1010: bar = 0.27; break; case 1011: bar = 0.27; break; case 1012: bar = 0.27; break; case 1013: bar = 0.27; break; case 1014: bar = 0.26; break; case 1015: bar = 0.26; break; case 1016: bar = 0.26; break; case 1017: bar = 0.26; break; case 1018: bar = 0.26; break; case 1019: bar = 0.26; break; case 1020: bar = 0.26; break; case 1021: bar = 0.26; break; case 1022: bar = 0.26; break; case 1023: bar = 0.26; break; case 1024: bar = 0.25; break;
case 87: bar = 8.53; break; | case 87: bar = 8.53; break; case 88: bar = 8.45; break; case 89: bar = 8.36; break; case 90: bar = 8.28; break; case 91: bar = 8.2; break; case 92: bar = 8.12; break; case 93: bar = 8.04; break; case 94: bar = 7.96; break; case 95: bar = 7.89; break; case 96: bar = 7.81; break; case 97: bar = 7.74; break; case 98: bar = 7.67; break; case 99: bar = 7.6; break; case 100: bar = 7.53; break; case 101: bar = 7.46; break; case 102: bar = 7.4; break; case 103: bar = 7.33; break; case 104: bar = 7.27; break; case 105: bar = 7.2; break; case 106: bar = 7.14; break; case 107: bar = 7.08; break; case 108: bar = 7.02; break; case 109: bar = 6.96; break; case 110: bar = 6.9; break; case 111: bar = 6.85; break; case 112: bar = 6.79; break; case 113: bar = 6.74; break; case 114: bar = 6.68; break; case 115: bar = 6.63; break; case 116: bar = 6.57; break; case 117: bar = 6.52; break; case 118: bar = 6.47; break; case 119: bar = 6.42; break; case 120: bar = 6.37; break; case 121: bar = 6.32; break; case 122: bar = 6.27; break; case 123: bar = 6.23; break; case 124: bar = 6.18; break; case 125: bar = 6.13; break; case 126: bar = 6.09; break; case 127: bar = 6.04; break; case 128: bar = 6; break; case 129: bar = 5.95; break; case 130: bar = 5.91; break; case 131: bar = 5.87; break; case 132: bar = 5.83; break; case 133: bar = 5.79; break; case 134: bar = 5.75; break; case 135: bar = 5.71; break; case 136: bar = 5.67; break; case 137: bar = 5.63; break; case 138: bar = 5.59; break; case 139: bar = 5.55; break; case 140: bar = 5.51; break; case 141: bar = 5.47; break; case 142: bar = 5.44; break; case 143: bar = 5.4; break; case 144: bar = 5.37; break; case 145: bar = 5.33; break; case 146: bar = 5.3; break; case 147: bar = 5.26; break; case 148: bar = 5.23; break; case 149: bar = 5.19; break; case 150: bar = 5.16; break; case 151: bar = 5.13; break; case 152: bar = 5.09; break; case 153: bar = 5.06; break; case 154: bar = 5.03; break; case 155: bar = 5; break; case 156: bar = 4.97; break; case 157: bar = 4.94; break; case 158: bar = 4.91; break; case 159: bar = 4.88; break; case 160: bar = 4.85; break; case 161: bar = 4.82; break; case 162: bar = 4.79; break; case 163: bar = 4.76; break; case 164: bar = 4.73; break; case 165: bar = 4.7; break; case 166: bar = 4.68; break; case 167: bar = 4.65; break; case 168: bar = 4.62; break; case 169: bar = 4.59; break; case 170: bar = 4.57; break; case 171: bar = 4.54; break; case 172: bar = 4.52; break; case 173: bar = 4.49; break; case 174: bar = 4.46; break; case 175: bar = 4.44; break; case 176: bar = 4.41; break; case 177: bar = 4.39; break; case 178: bar = 4.36; break; case 179: bar = 4.34; break; case 180: bar = 4.32; break; case 181: bar = 4.29; break; case 182: bar = 4.27; break; case 183: bar = 4.25; break; case 184: bar = 4.22; break; case 185: bar = 4.2; break; case 186: bar = 4.18; break; case 187: bar = 4.15; break; case 188: bar = 4.13; break; case 189: bar = 4.11; break; case 190: bar = 4.09; break; case 191: bar = 4.07; break; case 192: bar = 4.05; break; case 193: bar = 4.02; break; case 194: bar = 4; break; case 195: bar = 3.98; break; case 196: bar = 3.96; break; case 197: bar = 3.94; break; case 198: bar = 3.92; break; case 199: bar = 3.9; break; case 200: bar = 3.88; break; case 201: bar = 3.86; break; case 202: bar = 3.84; break; case 203: bar = 3.82; break; case 204: bar = 3.8; break; case 205: bar = 3.78; break; case 206: bar = 3.77; break; case 207: bar = 3.75; break; case 208: bar = 3.73; break; case 209: bar = 3.71; break; case 210: bar = 3.69; break; case 211: bar = 3.67; break; case 212: bar = 3.66; break; case 213: bar = 3.64; break; case 214: bar = 3.62; break; case 215: bar = 3.6; break; case 216: bar = 3.59; break; case 217: bar = 3.57; break; case 218: bar = 3.55; break; case 219: bar = 3.53; break; case 220: bar = 3.52; break; case 221: bar = 3.5; break; case 222: bar = 3.48; break; case 223: bar = 3.47; break; case 224: bar = 3.45; break; case 225: bar = 3.44; break; case 226: bar = 3.42; break; case 227: bar = 3.4; break; case 228: bar = 3.39; break; case 229: bar = 3.37; break; case 230: bar = 3.36; break; case 231: bar = 3.34; break; case 232: bar = 3.33; break; case 233: bar = 3.31; break; case 234: bar = 3.3; break; case 235: bar = 3.28; break; case 236: bar = 3.27; break; case 237: bar = 3.25; break; case 238: bar = 3.24; break; case 239: bar = 3.22; break; case 240: bar = 3.21; break; case 241: bar = 3.19; break; case 242: bar = 3.18; break; case 243: bar = 3.17; break; case 244: bar = 3.15; break; case 245: bar = 3.14; break; case 246: bar = 3.12; break; case 247: bar = 3.11; break; case 248: bar = 3.1; break; case 249: bar = 3.08; break; case 250: bar = 3.07; break; case 251: bar = 3.06; break; case 252: bar = 3.04; break; case 253: bar = 3.03; break; case 254: bar = 3.02; break; case 255: bar = 3.01; break; case 256: bar = 2.99; break; case 257: bar = 2.98; break; case 258: bar = 2.97; break; case 259: bar = 2.96; break; case 260: bar = 2.94; break; case 261: bar = 2.93; break; case 262: bar = 2.92; break; case 263: bar = 2.91; break; case 264: bar = 2.89; break; case 265: bar = 2.88; break; case 266: bar = 2.87; break; case 267: bar = 2.86; break; case 268: bar = 2.85; break; case 269: bar = 2.83; break; case 270: bar = 2.82; break; case 271: bar = 2.81; break; case 272: bar = 2.8; break; case 273: bar = 2.79; break; case 274: bar = 2.78; break; case 275: bar = 2.77; break; case 276: bar = 2.76; break; case 277: bar = 2.74; break; case 278: bar = 2.73; break; case 279: bar = 2.72; break; case 280: bar = 2.71; break; case 281: bar = 2.7; break; case 282: bar = 2.69; break; case 283: bar = 2.68; break; case 284: bar = 2.67; break; case 285: bar = 2.66; break; case 286: bar = 2.65; break; case 287: bar = 2.64; break; case 288: bar = 2.63; break; case 289: bar = 2.62; break; case 290: bar = 2.61; break; case 291: bar = 2.6; break; case 292: bar = 2.59; break; case 293: bar = 2.58; break; case 294: bar = 2.57; break; case 295: bar = 2.56; break; case 296: bar = 2.55; break; case 297: bar = 2.54; break; case 298: bar = 2.53; break; case 299: bar = 2.52; break; case 300: bar = 2.51; break; case 301: bar = 2.5; break; case 302: bar = 2.49; break; case 303: bar = 2.48; break; case 304: bar = 2.47; break; case 305: bar = 2.46; break; case 306: bar = 2.45; break; case 307: bar = 2.44; break; case 308: bar = 2.43; break; case 309: bar = 2.42; break; case 310: bar = 2.41; break; case 311: bar = 2.41; break; case 312: bar = 2.4; break; case 313: bar = 2.39; break; case 314: bar = 2.38; break; case 315: bar = 2.37; break; case 316: bar = 2.36; break; case 317: bar = 2.35; break; case 318: bar = 2.34; break; case 319: bar = 2.34; break; case 320: bar = 2.33; break; case 321: bar = 2.32; break; case 322: bar = 2.31; break; case 323: bar = 2.3; break; case 324: bar = 2.29; break; case 325: bar = 2.28; break; case 326: bar = 2.28; break; case 327: bar = 2.27; break; case 328: bar = 2.26; break; case 329: bar = 2.25; break; case 330: bar = 2.24; break; case 331: bar = 2.24; break; case 332: bar = 2.23; break; case 333: bar = 2.22; break; case 334: bar = 2.21; break; case 335: bar = 2.2; break; case 336: bar = 2.2; break; case 337: bar = 2.19; break; case 338: bar = 2.18; break; case 339: bar = 2.17; break; case 340: bar = 2.17; break; case 341: bar = 2.16; break; case 342: bar = 2.15; break; case 343: bar = 2.14; break; case 344: bar = 2.13; break; case 345: bar = 2.13; break; case 346: bar = 2.12; break; case 347: bar = 2.11; break; case 348: bar = 2.11; break; case 349: bar = 2.1; break; case 350: bar = 2.09; break; case 351: bar = 2.08; break; case 352: bar = 2.08; break; case 353: bar = 2.07; break; case 354: bar = 2.06; break; case 355: bar = 2.05; break; case 356: bar = 2.05; break; case 357: bar = 2.04; break; case 358: bar = 2.03; break; case 359: bar = 2.03; break; case 360: bar = 2.02; break; case 361: bar = 2.01; break; case 362: bar = 2.01; break; case 363: bar = 2; break; case 364: bar = 1.99; break; case 365: bar = 1.99; break; case 366: bar = 1.98; break; case 367: bar = 1.97; break; case 368: bar = 1.97; break; case 369: bar = 1.96; break; case 370: bar = 1.95; break; case 371: bar = 1.95; break; case 372: bar = 1.94; break; case 373: bar = 1.93; break; case 374: bar = 1.93; break; case 375: bar = 1.92; break; case 376: bar = 1.91; break; case 377: bar = 1.91; break; case 378: bar = 1.9; break; case 379: bar = 1.89; break; case 380: bar = 1.89; break; case 381: bar = 1.88; break; case 382: bar = 1.88; break; case 383: bar = 1.87; break; case 384: bar = 1.86; break; case 385: bar = 1.86; break; case 386: bar = 1.85; break; case 387: bar = 1.85; break; case 388: bar = 1.84; break; case 389: bar = 1.83; break; case 390: bar = 1.83; break; case 391: bar = 1.82; break; case 392: bar = 1.82; break; case 393: bar = 1.81; break; case 394: bar = 1.8; break; case 395: bar = 1.8; break; case 396: bar = 1.79; break; case 397: bar = 1.79; break; case 398: bar = 1.78; break; case 399: bar = 1.77; break; case 400: bar = 1.77; break; case 401: bar = 1.76; break; case 402: bar = 1.76; break; case 403: bar = 1.75; break; case 404: bar = 1.75; break; case 405: bar = 1.74; break; case 406: bar = 1.73; break; case 407: bar = 1.73; break; case 408: bar = 1.72; break; case 409: bar = 1.72; break; case 410: bar = 1.71; break; case 411: bar = 1.71; break; case 412: bar = 1.7; break; case 413: bar = 1.7; break; case 414: bar = 1.69; break; case 415: bar = 1.69; break; case 416: bar = 1.68; break; case 417: bar = 1.67; break; case 418: bar = 1.67; break; case 419: bar = 1.66; break; case 420: bar = 1.66; break; case 421: bar = 1.65; break; case 422: bar = 1.65; break; case 423: bar = 1.64; break; case 424: bar = 1.64; break; case 425: bar = 1.63; break; case 426: bar = 1.63; break; case 427: bar = 1.62; break; case 428: bar = 1.62; break; case 429: bar = 1.61; break; case 430: bar = 1.61; break; case 431: bar = 1.6; break; case 432: bar = 1.6; break; case 433: bar = 1.59; break; case 434: bar = 1.59; break; case 435: bar = 1.58; break; case 436: bar = 1.58; break; case 437: bar = 1.57; break; case 438: bar = 1.57; break; case 439: bar = 1.56; break; case 440: bar = 1.56; break; case 441: bar = 1.55; break; case 442: bar = 1.55; break; case 443: bar = 1.54; break; case 444: bar = 1.54; break; case 445: bar = 1.53; break; case 446: bar = 1.53; break; case 447: bar = 1.53; break; case 448: bar = 1.52; break; case 449: bar = 1.52; break; case 450: bar = 1.51; break; case 451: bar = 1.51; break; case 452: bar = 1.5; break; case 453: bar = 1.5; break; case 454: bar = 1.49; break; case 455: bar = 1.49; break; case 456: bar = 1.48; break; case 457: bar = 1.48; break; case 458: bar = 1.47; break; case 459: bar = 1.47; break; case 460: bar = 1.47; break; case 461: bar = 1.46; break; case 462: bar = 1.46; break; case 463: bar = 1.45; break; case 464: bar = 1.45; break; case 465: bar = 1.44; break; case 466: bar = 1.44; break; case 467: bar = 1.44; break; case 468: bar = 1.43; break; case 469: bar = 1.43; break; case 470: bar = 1.42; break; case 471: bar = 1.42; break; case 472: bar = 1.41; break; case 473: bar = 1.41; break; case 474: bar = 1.41; break; case 475: bar = 1.4; break; case 476: bar = 1.4; break; case 477: bar = 1.39; break; case 478: bar = 1.39; break; case 479: bar = 1.38; break; case 480: bar = 1.38; break; case 481: bar = 1.38; break; case 482: bar = 1.37; break; case 483: bar = 1.37; break; case 484: bar = 1.36; break; case 485: bar = 1.36; break; case 486: bar = 1.36; break; case 487: bar = 1.35; break; case 488: bar = 1.35; break; case 489: bar = 1.34; break; case 490: bar = 1.34; break; case 491: bar = 1.34; break; case 492: bar = 1.33; break; case 493: bar = 1.33; break; case 494: bar = 1.32; break; case 495: bar = 1.32; break; case 496: bar = 1.32; break; case 497: bar = 1.31; break; case 498: bar = 1.31; break; case 499: bar = 1.3; break; case 500: bar = 1.3; break; case 501: bar = 1.3; break; case 502: bar = 1.29; break; case 503: bar = 1.29; break; case 504: bar = 1.29; break; case 505: bar = 1.28; break; case 506: bar = 1.28; break; case 507: bar = 1.27; break; case 508: bar = 1.27; break; case 509: bar = 1.27; break; case 510: bar = 1.26; break; case 511: bar = 1.26; break; case 512: bar = 1.26; break; case 513: bar = 1.25; break; case 514: bar = 1.25; break; case 515: bar = 1.24; break; case 516: bar = 1.24; break; case 517: bar = 1.24; break; case 518: bar = 1.23; break; case 519: bar = 1.23; break; case 520: bar = 1.23; break; case 521: bar = 1.22; break; case 522: bar = 1.22; break; case 523: bar = 1.22; break; case 524: bar = 1.21; break; case 525: bar = 1.21; break; case 526: bar = 1.21; break; case 527: bar = 1.2; break; case 528: bar = 1.2; break; case 529: bar = 1.2; break; case 530: bar = 1.19; break; case 531: bar = 1.19; break; case 532: bar = 1.18; break; case 533: bar = 1.18; break; case 534: bar = 1.18; break; case 535: bar = 1.17; break; case 536: bar = 1.17; break; case 537: bar = 1.17; break; case 538: bar = 1.16; break; case 539: bar = 1.16; break; case 540: bar = 1.16; break; case 541: bar = 1.15; break; case 542: bar = 1.15; break; case 543: bar = 1.15; break; case 544: bar = 1.14; break; case 545: bar = 1.14; break; case 546: bar = 1.14; break; case 547: bar = 1.13; break; case 548: bar = 1.13; break; case 549: bar = 1.13; break; case 550: bar = 1.12; break; case 551: bar = 1.12; break; case 552: bar = 1.12; break; case 553: bar = 1.12; break; case 554: bar = 1.11; break; case 555: bar = 1.11; break; case 556: bar = 1.11; break; case 557: bar = 1.1; break; case 558: bar = 1.1; break; case 559: bar = 1.1; break; case 560: bar = 1.09; break; case 561: bar = 1.09; break; case 562: bar = 1.09; break; case 563: bar = 1.08; break; case 564: bar = 1.08; break; case 565: bar = 1.08; break; case 566: bar = 1.07; break; case 567: bar = 1.07; break; case 568: bar = 1.07; break; case 569: bar = 1.07; break; case 570: bar = 1.06; break; case 571: bar = 1.06; break; case 572: bar = 1.06; break; case 573: bar = 1.05; break; case 574: bar = 1.05; break; case 575: bar = 1.05; break; case 576: bar = 1.04; break; case 577: bar = 1.04; break; case 578: bar = 1.04; break; case 579: bar = 1.04; break; case 580: bar = 1.03; break; case 581: bar = 1.03; break; case 582: bar = 1.03; break; case 583: bar = 1.02; break; case 584: bar = 1.02; break; case 585: bar = 1.02; break; case 586: bar = 1.02; break; case 587: bar = 1.01; break; case 588: bar = 1.01; break; case 589: bar = 1.01; break; case 590: bar = 1; break; case 591: bar = 1; break; case 592: bar = 1; break; case 593: bar = 1; break; case 594: bar = 0.99; break; case 595: bar = 0.99; break; case 596: bar = 0.99; break; case 597: bar = 0.98; break; case 598: bar = 0.98; break; case 599: bar = 0.98; break; case 600: bar = 0.98; break; case 601: bar = 0.97; break; case 602: bar = 0.97; break; case 603: bar = 0.97; break; case 604: bar = 0.96; break; case 605: bar = 0.96; break; case 606: bar = 0.96; break; case 607: bar = 0.96; break; case 608: bar = 0.95; break; case 609: bar = 0.95; break; case 610: bar = 0.95; break; case 611: bar = 0.95; break; case 612: bar = 0.94; break; case 613: bar = 0.94; break; case 614: bar = 0.94; break; case 615: bar = 0.94; break; case 616: bar = 0.93; break; case 617: bar = 0.93; break; case 618: bar = 0.93; break; case 619: bar = 0.92; break; case 620: bar = 0.92; break; case 621: bar = 0.92; break; case 622: bar = 0.92; break; case 623: bar = 0.91; break; case 624: bar = 0.91; break; case 625: bar = 0.91; break; case 626: bar = 0.91; break; case 627: bar = 0.9; break; case 628: bar = 0.9; break; case 629: bar = 0.9; break; case 630: bar = 0.9; break; case 631: bar = 0.89; break; case 632: bar = 0.89; break; case 633: bar = 0.89; break; case 634: bar = 0.89; break; case 635: bar = 0.88; break; case 636: bar = 0.88; break; case 637: bar = 0.88; break; case 638: bar = 0.88; break; case 639: bar = 0.87; break; case 640: bar = 0.87; break; case 641: bar = 0.87; break; case 642: bar = 0.87; break; case 643: bar = 0.86; break; case 644: bar = 0.86; break; case 645: bar = 0.86; break; case 646: bar = 0.86; break; case 647: bar = 0.85; break; case 648: bar = 0.85; break; case 649: bar = 0.85; break; case 650: bar = 0.85; break; case 651: bar = 0.84; break; case 652: bar = 0.84; break; case 653: bar = 0.84; break; case 654: bar = 0.84; break; case 655: bar = 0.84; break; case 656: bar = 0.83; break; case 657: bar = 0.83; break; case 658: bar = 0.83; break; case 659: bar = 0.83; break; case 660: bar = 0.82; break; case 661: bar = 0.82; break; case 662: bar = 0.82; break; case 663: bar = 0.82; break; case 664: bar = 0.81; break; case 665: bar = 0.81; break; case 666: bar = 0.81; break; case 667: bar = 0.81; break; case 668: bar = 0.81; break; case 669: bar = 0.8; break; case 670: bar = 0.8; break; case 671: bar = 0.8; break; case 672: bar = 0.8; break; case 673: bar = 0.79; break; case 674: bar = 0.79; break; case 675: bar = 0.79; break; case 676: bar = 0.79; break; case 677: bar = 0.78; break; case 678: bar = 0.78; break; case 679: bar = 0.78; break; case 680: bar = 0.78; break; case 681: bar = 0.78; break; case 682: bar = 0.77; break; case 683: bar = 0.77; break; case 684: bar = 0.77; break; case 685: bar = 0.77; break; case 686: bar = 0.77; break; case 687: bar = 0.76; break; case 688: bar = 0.76; break; case 689: bar = 0.76; break; case 690: bar = 0.76; break; case 691: bar = 0.75; break; case 692: bar = 0.75; break; case 693: bar = 0.75; break; case 694: bar = 0.75; break; case 695: bar = 0.75; break; case 696: bar = 0.74; break; case 697: bar = 0.74; break; case 698: bar = 0.74; break; case 699: bar = 0.74; break; case 700: bar = 0.74; break; case 701: bar = 0.73; break; case 702: bar = 0.73; break; case 703: bar = 0.73; break; case 704: bar = 0.73; break; case 705: bar = 0.72; break; case 706: bar = 0.72; break; case 707: bar = 0.72; break; case 708: bar = 0.72; break; case 709: bar = 0.72; break; case 710: bar = 0.71; break; case 711: bar = 0.71; break; case 712: bar = 0.71; break; case 713: bar = 0.71; break; case 714: bar = 0.71; break; case 715: bar = 0.7; break; case 716: bar = 0.7; break; case 717: bar = 0.7; break; case 718: bar = 0.7; break; case 719: bar = 0.7; break; case 720: bar = 0.69; break; case 721: bar = 0.69; break; case 722: bar = 0.69; break; case 723: bar = 0.69; break; case 724: bar = 0.69; break; case 725: bar = 0.68; break; case 726: bar = 0.68; break; case 727: bar = 0.68; break; case 728: bar = 0.68; break; case 729: bar = 0.68; break; case 730: bar = 0.67; break; case 731: bar = 0.67; break; case 732: bar = 0.67; break; case 733: bar = 0.67; break; case 734: bar = 0.67; break; case 735: bar = 0.67; break; case 736: bar = 0.66; break; case 737: bar = 0.66; break; case 738: bar = 0.66; break; case 739: bar = 0.66; break; case 740: bar = 0.66; break; case 741: bar = 0.65; break; case 742: bar = 0.65; break; case 743: bar = 0.65; break; case 744: bar = 0.65; break; case 745: bar = 0.65; break; case 746: bar = 0.64; break; case 747: bar = 0.64; break; case 748: bar = 0.64; break; case 749: bar = 0.64; break; case 750: bar = 0.64; break; case 751: bar = 0.64; break; case 752: bar = 0.63; break; case 753: bar = 0.63; break; case 754: bar = 0.63; break; case 755: bar = 0.63; break; case 756: bar = 0.63; break; case 757: bar = 0.62; break; case 758: bar = 0.62; break; case 759: bar = 0.62; break; case 760: bar = 0.62; break; case 761: bar = 0.62; break; case 762: bar = 0.61; break; case 763: bar = 0.61; break; case 764: bar = 0.61; break; case 765: bar = 0.61; break; case 766: bar = 0.61; break; case 767: bar = 0.61; break; case 768: bar = 0.6; break; case 769: bar = 0.6; break; case 770: bar = 0.6; break; case 771: bar = 0.6; break; case 772: bar = 0.6; break; case 773: bar = 0.6; break; case 774: bar = 0.59; break; case 775: bar = 0.59; break; case 776: bar = 0.59; break; case 777: bar = 0.59; break; case 778: bar = 0.59; break; case 779: bar = 0.59; break; case 780: bar = 0.58; break; case 781: bar = 0.58; break; case 782: bar = 0.58; break; case 783: bar = 0.58; break; case 784: bar = 0.58; break; case 785: bar = 0.57; break; case 786: bar = 0.57; break; case 787: bar = 0.57; break; case 788: bar = 0.57; break; case 789: bar = 0.57; break; case 790: bar = 0.57; break; case 791: bar = 0.56; break; case 792: bar = 0.56; break; case 793: bar = 0.56; break; case 794: bar = 0.56; break; case 795: bar = 0.56; break; case 796: bar = 0.56; break; case 797: bar = 0.55; break; case 798: bar = 0.55; break; case 799: bar = 0.55; break; case 800: bar = 0.55; break; case 801: bar = 0.55; break; case 802: bar = 0.55; break; case 803: bar = 0.54; break; case 804: bar = 0.54; break; case 805: bar = 0.54; break; case 806: bar = 0.54; break; case 807: bar = 0.54; break; case 808: bar = 0.54; break; case 809: bar = 0.53; break; case 810: bar = 0.53; break; case 811: bar = 0.53; break; case 812: bar = 0.53; break; case 813: bar = 0.53; break; case 814: bar = 0.53; break; case 815: bar = 0.53; break; case 816: bar = 0.52; break; case 817: bar = 0.52; break; case 818: bar = 0.52; break; case 819: bar = 0.52; break; case 820: bar = 0.52; break; case 821: bar = 0.52; break; case 822: bar = 0.51; break; case 823: bar = 0.51; break; case 824: bar = 0.51; break; case 825: bar = 0.51; break; case 826: bar = 0.51; break; case 827: bar = 0.51; break; case 828: bar = 0.5; break; case 829: bar = 0.5; break; case 830: bar = 0.5; break; case 831: bar = 0.5; break; case 832: bar = 0.5; break; case 833: bar = 0.5; break; case 834: bar = 0.5; break; case 835: bar = 0.49; break; case 836: bar = 0.49; break; case 837: bar = 0.49; break; case 838: bar = 0.49; break; case 839: bar = 0.49; break; case 840: bar = 0.49; break; case 841: bar = 0.48; break; case 842: bar = 0.48; break; case 843: bar = 0.48; break; case 844: bar = 0.48; break; case 845: bar = 0.48; break; case 846: bar = 0.48; break; case 847: bar = 0.48; break; case 848: bar = 0.47; break; case 849: bar = 0.47; break; case 850: bar = 0.47; break; case 851: bar = 0.47; break; case 852: bar = 0.47; break; case 853: bar = 0.47; break; case 854: bar = 0.47; break; case 855: bar = 0.46; break; case 856: bar = 0.46; break; case 857: bar = 0.46; break; case 858: bar = 0.46; break; case 859: bar = 0.46; break; case 860: bar = 0.46; break; case 861: bar = 0.46; break; case 862: bar = 0.45; break; case 863: bar = 0.45; break; case 864: bar = 0.45; break; case 865: bar = 0.45; break; case 866: bar = 0.45; break; case 867: bar = 0.45; break; case 868: bar = 0.45; break; case 869: bar = 0.44; break; case 870: bar = 0.44; break; case 871: bar = 0.44; break; case 872: bar = 0.44; break; case 873: bar = 0.44; break; case 874: bar = 0.44; break; case 875: bar = 0.44; break; case 876: bar = 0.43; break; case 877: bar = 0.43; break; case 878: bar = 0.43; break; case 879: bar = 0.43; break; case 880: bar = 0.43; break; case 881: bar = 0.43; break; case 882: bar = 0.43; break; case 883: bar = 0.42; break; case 884: bar = 0.42; break; case 885: bar = 0.42; break; case 886: bar = 0.42; break; case 887: bar = 0.42; break; case 888: bar = 0.42; break; case 889: bar = 0.42; break; case 890: bar = 0.41; break; case 891: bar = 0.41; break; case 892: bar = 0.41; break; case 893: bar = 0.41; break; case 894: bar = 0.41; break; case 895: bar = 0.41; break; case 896: bar = 0.41; break; case 897: bar = 0.41; break; case 898: bar = 0.4; break; case 899: bar = 0.4; break; case 900: bar = 0.4; break; case 901: bar = 0.4; break; case 902: bar = 0.4; break; case 903: bar = 0.4; break; case 904: bar = 0.4; break; case 905: bar = 0.39; break; case 906: bar = 0.39; break; case 907: bar = 0.39; break; case 908: bar = 0.39; break; case 909: bar = 0.39; break; case 910: bar = 0.39; break; case 911: bar = 0.39; break; case 912: bar = 0.39; break; case 913: bar = 0.38; break; case 914: bar = 0.38; break; case 915: bar = 0.38; break; case 916: bar = 0.38; break; case 917: bar = 0.38; break; case 918: bar = 0.38; break; case 919: bar = 0.38; break; case 920: bar = 0.38; break; case 921: bar = 0.37; break; case 922: bar = 0.37; break; case 923: bar = 0.37; break; case 924: bar = 0.37; break; case 925: bar = 0.37; break; case 926: bar = 0.37; break; case 927: bar = 0.37; break; case 928: bar = 0.37; break; case 929: bar = 0.36; break; case 930: bar = 0.36; break; case 931: bar = 0.36; break; case 932: bar = 0.36; break; case 933: bar = 0.36; break; case 934: bar = 0.36; break; case 935: bar = 0.36; break; case 936: bar = 0.36; break; case 937: bar = 0.35; break; case 938: bar = 0.35; break; case 939: bar = 0.35; break; case 940: bar = 0.35; break; case 941: bar = 0.35; break; case 942: bar = 0.35; break; case 943: bar = 0.35; break; case 944: bar = 0.35; break; case 945: bar = 0.34; break; case 946: bar = 0.34; break; case 947: bar = 0.34; break; case 948: bar = 0.34; break; case 949: bar = 0.34; break; case 950: bar = 0.34; break; case 951: bar = 0.34; break; case 952: bar = 0.34; break; case 953: bar = 0.33; break; case 954: bar = 0.33; break; case 955: bar = 0.33; break; case 956: bar = 0.33; break; case 957: bar = 0.33; break; case 958: bar = 0.33; break; case 959: bar = 0.33; break; case 960: bar = 0.33; break; case 961: bar = 0.32; break; case 962: bar = 0.32; break; case 963: bar = 0.32; break; case 964: bar = 0.32; break; case 965: bar = 0.32; break; case 966: bar = 0.32; break; case 967: bar = 0.32; break; case 968: bar = 0.32; break; case 969: bar = 0.32; break; case 970: bar = 0.31; break; case 971: bar = 0.31; break; case 972: bar = 0.31; break; case 973: bar = 0.31; break; case 974: bar = 0.31; break; case 975: bar = 0.31; break; case 976: bar = 0.31; break; case 977: bar = 0.31; break; case 978: bar = 0.3; break; case 979: bar = 0.3; break; case 980: bar = 0.3; break; case 981: bar = 0.3; break; case 982: bar = 0.3; break; case 983: bar = 0.3; break; case 984: bar = 0.3; break; case 985: bar = 0.3; break; case 986: bar = 0.3; break; case 987: bar = 0.29; break; case 988: bar = 0.29; break; case 989: bar = 0.29; break; case 990: bar = 0.29; break; case 991: bar = 0.29; break; case 992: bar = 0.29; break; case 993: bar = 0.29; break; case 994: bar = 0.29; break; case 995: bar = 0.29; break; case 996: bar = 0.28; break; case 997: bar = 0.28; break; case 998: bar = 0.28; break; case 999: bar = 0.28; break; case 1000: bar = 0.28; break; case 1001: bar = 0.28; break; case 1002: bar = 0.28; break; case 1003: bar = 0.28; break; case 1004: bar = 0.28; break; case 1005: bar = 0.27; break; case 1006: bar = 0.27; break; case 1007: bar = 0.27; break; case 1008: bar = 0.27; break; case 1009: bar = 0.27; break; case 1010: bar = 0.27; break; case 1011: bar = 0.27; break; case 1012: bar = 0.27; break; case 1013: bar = 0.27; break; case 1014: bar = 0.26; break; case 1015: bar = 0.26; break; case 1016: bar = 0.26; break; case 1017: bar = 0.26; break; case 1018: bar = 0.26; break; case 1019: bar = 0.26; break; case 1020: bar = 0.26; break; case 1021: bar = 0.26; break; case 1022: bar = 0.26; break; case 1023: bar = 0.26; break; case 1024: bar = 0.25; break;
case 88: bar = 8.45; break; | case 88: bar = 8.45; break; case 89: bar = 8.36; break; case 90: bar = 8.28; break; case 91: bar = 8.2; break; case 92: bar = 8.12; break; case 93: bar = 8.04; break; case 94: bar = 7.96; break; case 95: bar = 7.89; break; case 96: bar = 7.81; break; case 97: bar = 7.74; break; case 98: bar = 7.67; break; case 99: bar = 7.6; break; case 100: bar = 7.53; break; case 101: bar = 7.46; break; case 102: bar = 7.4; break; case 103: bar = 7.33; break; case 104: bar = 7.27; break; case 105: bar = 7.2; break; case 106: bar = 7.14; break; case 107: bar = 7.08; break; case 108: bar = 7.02; break; case 109: bar = 6.96; break; case 110: bar = 6.9; break; case 111: bar = 6.85; break; case 112: bar = 6.79; break; case 113: bar = 6.74; break; case 114: bar = 6.68; break; case 115: bar = 6.63; break; case 116: bar = 6.57; break; case 117: bar = 6.52; break; case 118: bar = 6.47; break; case 119: bar = 6.42; break; case 120: bar = 6.37; break; case 121: bar = 6.32; break; case 122: bar = 6.27; break; case 123: bar = 6.23; break; case 124: bar = 6.18; break; case 125: bar = 6.13; break; case 126: bar = 6.09; break; case 127: bar = 6.04; break; case 128: bar = 6; break; case 129: bar = 5.95; break; case 130: bar = 5.91; break; case 131: bar = 5.87; break; case 132: bar = 5.83; break; case 133: bar = 5.79; break; case 134: bar = 5.75; break; case 135: bar = 5.71; break; case 136: bar = 5.67; break; case 137: bar = 5.63; break; case 138: bar = 5.59; break; case 139: bar = 5.55; break; case 140: bar = 5.51; break; case 141: bar = 5.47; break; case 142: bar = 5.44; break; case 143: bar = 5.4; break; case 144: bar = 5.37; break; case 145: bar = 5.33; break; case 146: bar = 5.3; break; case 147: bar = 5.26; break; case 148: bar = 5.23; break; case 149: bar = 5.19; break; case 150: bar = 5.16; break; case 151: bar = 5.13; break; case 152: bar = 5.09; break; case 153: bar = 5.06; break; case 154: bar = 5.03; break; case 155: bar = 5; break; case 156: bar = 4.97; break; case 157: bar = 4.94; break; case 158: bar = 4.91; break; case 159: bar = 4.88; break; case 160: bar = 4.85; break; case 161: bar = 4.82; break; case 162: bar = 4.79; break; case 163: bar = 4.76; break; case 164: bar = 4.73; break; case 165: bar = 4.7; break; case 166: bar = 4.68; break; case 167: bar = 4.65; break; case 168: bar = 4.62; break; case 169: bar = 4.59; break; case 170: bar = 4.57; break; case 171: bar = 4.54; break; case 172: bar = 4.52; break; case 173: bar = 4.49; break; case 174: bar = 4.46; break; case 175: bar = 4.44; break; case 176: bar = 4.41; break; case 177: bar = 4.39; break; case 178: bar = 4.36; break; case 179: bar = 4.34; break; case 180: bar = 4.32; break; case 181: bar = 4.29; break; case 182: bar = 4.27; break; case 183: bar = 4.25; break; case 184: bar = 4.22; break; case 185: bar = 4.2; break; case 186: bar = 4.18; break; case 187: bar = 4.15; break; case 188: bar = 4.13; break; case 189: bar = 4.11; break; case 190: bar = 4.09; break; case 191: bar = 4.07; break; case 192: bar = 4.05; break; case 193: bar = 4.02; break; case 194: bar = 4; break; case 195: bar = 3.98; break; case 196: bar = 3.96; break; case 197: bar = 3.94; break; case 198: bar = 3.92; break; case 199: bar = 3.9; break; case 200: bar = 3.88; break; case 201: bar = 3.86; break; case 202: bar = 3.84; break; case 203: bar = 3.82; break; case 204: bar = 3.8; break; case 205: bar = 3.78; break; case 206: bar = 3.77; break; case 207: bar = 3.75; break; case 208: bar = 3.73; break; case 209: bar = 3.71; break; case 210: bar = 3.69; break; case 211: bar = 3.67; break; case 212: bar = 3.66; break; case 213: bar = 3.64; break; case 214: bar = 3.62; break; case 215: bar = 3.6; break; case 216: bar = 3.59; break; case 217: bar = 3.57; break; case 218: bar = 3.55; break; case 219: bar = 3.53; break; case 220: bar = 3.52; break; case 221: bar = 3.5; break; case 222: bar = 3.48; break; case 223: bar = 3.47; break; case 224: bar = 3.45; break; case 225: bar = 3.44; break; case 226: bar = 3.42; break; case 227: bar = 3.4; break; case 228: bar = 3.39; break; case 229: bar = 3.37; break; case 230: bar = 3.36; break; case 231: bar = 3.34; break; case 232: bar = 3.33; break; case 233: bar = 3.31; break; case 234: bar = 3.3; break; case 235: bar = 3.28; break; case 236: bar = 3.27; break; case 237: bar = 3.25; break; case 238: bar = 3.24; break; case 239: bar = 3.22; break; case 240: bar = 3.21; break; case 241: bar = 3.19; break; case 242: bar = 3.18; break; case 243: bar = 3.17; break; case 244: bar = 3.15; break; case 245: bar = 3.14; break; case 246: bar = 3.12; break; case 247: bar = 3.11; break; case 248: bar = 3.1; break; case 249: bar = 3.08; break; case 250: bar = 3.07; break; case 251: bar = 3.06; break; case 252: bar = 3.04; break; case 253: bar = 3.03; break; case 254: bar = 3.02; break; case 255: bar = 3.01; break; case 256: bar = 2.99; break; case 257: bar = 2.98; break; case 258: bar = 2.97; break; case 259: bar = 2.96; break; case 260: bar = 2.94; break; case 261: bar = 2.93; break; case 262: bar = 2.92; break; case 263: bar = 2.91; break; case 264: bar = 2.89; break; case 265: bar = 2.88; break; case 266: bar = 2.87; break; case 267: bar = 2.86; break; case 268: bar = 2.85; break; case 269: bar = 2.83; break; case 270: bar = 2.82; break; case 271: bar = 2.81; break; case 272: bar = 2.8; break; case 273: bar = 2.79; break; case 274: bar = 2.78; break; case 275: bar = 2.77; break; case 276: bar = 2.76; break; case 277: bar = 2.74; break; case 278: bar = 2.73; break; case 279: bar = 2.72; break; case 280: bar = 2.71; break; case 281: bar = 2.7; break; case 282: bar = 2.69; break; case 283: bar = 2.68; break; case 284: bar = 2.67; break; case 285: bar = 2.66; break; case 286: bar = 2.65; break; case 287: bar = 2.64; break; case 288: bar = 2.63; break; case 289: bar = 2.62; break; case 290: bar = 2.61; break; case 291: bar = 2.6; break; case 292: bar = 2.59; break; case 293: bar = 2.58; break; case 294: bar = 2.57; break; case 295: bar = 2.56; break; case 296: bar = 2.55; break; case 297: bar = 2.54; break; case 298: bar = 2.53; break; case 299: bar = 2.52; break; case 300: bar = 2.51; break; case 301: bar = 2.5; break; case 302: bar = 2.49; break; case 303: bar = 2.48; break; case 304: bar = 2.47; break; case 305: bar = 2.46; break; case 306: bar = 2.45; break; case 307: bar = 2.44; break; case 308: bar = 2.43; break; case 309: bar = 2.42; break; case 310: bar = 2.41; break; case 311: bar = 2.41; break; case 312: bar = 2.4; break; case 313: bar = 2.39; break; case 314: bar = 2.38; break; case 315: bar = 2.37; break; case 316: bar = 2.36; break; case 317: bar = 2.35; break; case 318: bar = 2.34; break; case 319: bar = 2.34; break; case 320: bar = 2.33; break; case 321: bar = 2.32; break; case 322: bar = 2.31; break; case 323: bar = 2.3; break; case 324: bar = 2.29; break; case 325: bar = 2.28; break; case 326: bar = 2.28; break; case 327: bar = 2.27; break; case 328: bar = 2.26; break; case 329: bar = 2.25; break; case 330: bar = 2.24; break; case 331: bar = 2.24; break; case 332: bar = 2.23; break; case 333: bar = 2.22; break; case 334: bar = 2.21; break; case 335: bar = 2.2; break; case 336: bar = 2.2; break; case 337: bar = 2.19; break; case 338: bar = 2.18; break; case 339: bar = 2.17; break; case 340: bar = 2.17; break; case 341: bar = 2.16; break; case 342: bar = 2.15; break; case 343: bar = 2.14; break; case 344: bar = 2.13; break; case 345: bar = 2.13; break; case 346: bar = 2.12; break; case 347: bar = 2.11; break; case 348: bar = 2.11; break; case 349: bar = 2.1; break; case 350: bar = 2.09; break; case 351: bar = 2.08; break; case 352: bar = 2.08; break; case 353: bar = 2.07; break; case 354: bar = 2.06; break; case 355: bar = 2.05; break; case 356: bar = 2.05; break; case 357: bar = 2.04; break; case 358: bar = 2.03; break; case 359: bar = 2.03; break; case 360: bar = 2.02; break; case 361: bar = 2.01; break; case 362: bar = 2.01; break; case 363: bar = 2; break; case 364: bar = 1.99; break; case 365: bar = 1.99; break; case 366: bar = 1.98; break; case 367: bar = 1.97; break; case 368: bar = 1.97; break; case 369: bar = 1.96; break; case 370: bar = 1.95; break; case 371: bar = 1.95; break; case 372: bar = 1.94; break; case 373: bar = 1.93; break; case 374: bar = 1.93; break; case 375: bar = 1.92; break; case 376: bar = 1.91; break; case 377: bar = 1.91; break; case 378: bar = 1.9; break; case 379: bar = 1.89; break; case 380: bar = 1.89; break; case 381: bar = 1.88; break; case 382: bar = 1.88; break; case 383: bar = 1.87; break; case 384: bar = 1.86; break; case 385: bar = 1.86; break; case 386: bar = 1.85; break; case 387: bar = 1.85; break; case 388: bar = 1.84; break; case 389: bar = 1.83; break; case 390: bar = 1.83; break; case 391: bar = 1.82; break; case 392: bar = 1.82; break; case 393: bar = 1.81; break; case 394: bar = 1.8; break; case 395: bar = 1.8; break; case 396: bar = 1.79; break; case 397: bar = 1.79; break; case 398: bar = 1.78; break; case 399: bar = 1.77; break; case 400: bar = 1.77; break; case 401: bar = 1.76; break; case 402: bar = 1.76; break; case 403: bar = 1.75; break; case 404: bar = 1.75; break; case 405: bar = 1.74; break; case 406: bar = 1.73; break; case 407: bar = 1.73; break; case 408: bar = 1.72; break; case 409: bar = 1.72; break; case 410: bar = 1.71; break; case 411: bar = 1.71; break; case 412: bar = 1.7; break; case 413: bar = 1.7; break; case 414: bar = 1.69; break; case 415: bar = 1.69; break; case 416: bar = 1.68; break; case 417: bar = 1.67; break; case 418: bar = 1.67; break; case 419: bar = 1.66; break; case 420: bar = 1.66; break; case 421: bar = 1.65; break; case 422: bar = 1.65; break; case 423: bar = 1.64; break; case 424: bar = 1.64; break; case 425: bar = 1.63; break; case 426: bar = 1.63; break; case 427: bar = 1.62; break; case 428: bar = 1.62; break; case 429: bar = 1.61; break; case 430: bar = 1.61; break; case 431: bar = 1.6; break; case 432: bar = 1.6; break; case 433: bar = 1.59; break; case 434: bar = 1.59; break; case 435: bar = 1.58; break; case 436: bar = 1.58; break; case 437: bar = 1.57; break; case 438: bar = 1.57; break; case 439: bar = 1.56; break; case 440: bar = 1.56; break; case 441: bar = 1.55; break; case 442: bar = 1.55; break; case 443: bar = 1.54; break; case 444: bar = 1.54; break; case 445: bar = 1.53; break; case 446: bar = 1.53; break; case 447: bar = 1.53; break; case 448: bar = 1.52; break; case 449: bar = 1.52; break; case 450: bar = 1.51; break; case 451: bar = 1.51; break; case 452: bar = 1.5; break; case 453: bar = 1.5; break; case 454: bar = 1.49; break; case 455: bar = 1.49; break; case 456: bar = 1.48; break; case 457: bar = 1.48; break; case 458: bar = 1.47; break; case 459: bar = 1.47; break; case 460: bar = 1.47; break; case 461: bar = 1.46; break; case 462: bar = 1.46; break; case 463: bar = 1.45; break; case 464: bar = 1.45; break; case 465: bar = 1.44; break; case 466: bar = 1.44; break; case 467: bar = 1.44; break; case 468: bar = 1.43; break; case 469: bar = 1.43; break; case 470: bar = 1.42; break; case 471: bar = 1.42; break; case 472: bar = 1.41; break; case 473: bar = 1.41; break; case 474: bar = 1.41; break; case 475: bar = 1.4; break; case 476: bar = 1.4; break; case 477: bar = 1.39; break; case 478: bar = 1.39; break; case 479: bar = 1.38; break; case 480: bar = 1.38; break; case 481: bar = 1.38; break; case 482: bar = 1.37; break; case 483: bar = 1.37; break; case 484: bar = 1.36; break; case 485: bar = 1.36; break; case 486: bar = 1.36; break; case 487: bar = 1.35; break; case 488: bar = 1.35; break; case 489: bar = 1.34; break; case 490: bar = 1.34; break; case 491: bar = 1.34; break; case 492: bar = 1.33; break; case 493: bar = 1.33; break; case 494: bar = 1.32; break; case 495: bar = 1.32; break; case 496: bar = 1.32; break; case 497: bar = 1.31; break; case 498: bar = 1.31; break; case 499: bar = 1.3; break; case 500: bar = 1.3; break; case 501: bar = 1.3; break; case 502: bar = 1.29; break; case 503: bar = 1.29; break; case 504: bar = 1.29; break; case 505: bar = 1.28; break; case 506: bar = 1.28; break; case 507: bar = 1.27; break; case 508: bar = 1.27; break; case 509: bar = 1.27; break; case 510: bar = 1.26; break; case 511: bar = 1.26; break; case 512: bar = 1.26; break; case 513: bar = 1.25; break; case 514: bar = 1.25; break; case 515: bar = 1.24; break; case 516: bar = 1.24; break; case 517: bar = 1.24; break; case 518: bar = 1.23; break; case 519: bar = 1.23; break; case 520: bar = 1.23; break; case 521: bar = 1.22; break; case 522: bar = 1.22; break; case 523: bar = 1.22; break; case 524: bar = 1.21; break; case 525: bar = 1.21; break; case 526: bar = 1.21; break; case 527: bar = 1.2; break; case 528: bar = 1.2; break; case 529: bar = 1.2; break; case 530: bar = 1.19; break; case 531: bar = 1.19; break; case 532: bar = 1.18; break; case 533: bar = 1.18; break; case 534: bar = 1.18; break; case 535: bar = 1.17; break; case 536: bar = 1.17; break; case 537: bar = 1.17; break; case 538: bar = 1.16; break; case 539: bar = 1.16; break; case 540: bar = 1.16; break; case 541: bar = 1.15; break; case 542: bar = 1.15; break; case 543: bar = 1.15; break; case 544: bar = 1.14; break; case 545: bar = 1.14; break; case 546: bar = 1.14; break; case 547: bar = 1.13; break; case 548: bar = 1.13; break; case 549: bar = 1.13; break; case 550: bar = 1.12; break; case 551: bar = 1.12; break; case 552: bar = 1.12; break; case 553: bar = 1.12; break; case 554: bar = 1.11; break; case 555: bar = 1.11; break; case 556: bar = 1.11; break; case 557: bar = 1.1; break; case 558: bar = 1.1; break; case 559: bar = 1.1; break; case 560: bar = 1.09; break; case 561: bar = 1.09; break; case 562: bar = 1.09; break; case 563: bar = 1.08; break; case 564: bar = 1.08; break; case 565: bar = 1.08; break; case 566: bar = 1.07; break; case 567: bar = 1.07; break; case 568: bar = 1.07; break; case 569: bar = 1.07; break; case 570: bar = 1.06; break; case 571: bar = 1.06; break; case 572: bar = 1.06; break; case 573: bar = 1.05; break; case 574: bar = 1.05; break; case 575: bar = 1.05; break; case 576: bar = 1.04; break; case 577: bar = 1.04; break; case 578: bar = 1.04; break; case 579: bar = 1.04; break; case 580: bar = 1.03; break; case 581: bar = 1.03; break; case 582: bar = 1.03; break; case 583: bar = 1.02; break; case 584: bar = 1.02; break; case 585: bar = 1.02; break; case 586: bar = 1.02; break; case 587: bar = 1.01; break; case 588: bar = 1.01; break; case 589: bar = 1.01; break; case 590: bar = 1; break; case 591: bar = 1; break; case 592: bar = 1; break; case 593: bar = 1; break; case 594: bar = 0.99; break; case 595: bar = 0.99; break; case 596: bar = 0.99; break; case 597: bar = 0.98; break; case 598: bar = 0.98; break; case 599: bar = 0.98; break; case 600: bar = 0.98; break; case 601: bar = 0.97; break; case 602: bar = 0.97; break; case 603: bar = 0.97; break; case 604: bar = 0.96; break; case 605: bar = 0.96; break; case 606: bar = 0.96; break; case 607: bar = 0.96; break; case 608: bar = 0.95; break; case 609: bar = 0.95; break; case 610: bar = 0.95; break; case 611: bar = 0.95; break; case 612: bar = 0.94; break; case 613: bar = 0.94; break; case 614: bar = 0.94; break; case 615: bar = 0.94; break; case 616: bar = 0.93; break; case 617: bar = 0.93; break; case 618: bar = 0.93; break; case 619: bar = 0.92; break; case 620: bar = 0.92; break; case 621: bar = 0.92; break; case 622: bar = 0.92; break; case 623: bar = 0.91; break; case 624: bar = 0.91; break; case 625: bar = 0.91; break; case 626: bar = 0.91; break; case 627: bar = 0.9; break; case 628: bar = 0.9; break; case 629: bar = 0.9; break; case 630: bar = 0.9; break; case 631: bar = 0.89; break; case 632: bar = 0.89; break; case 633: bar = 0.89; break; case 634: bar = 0.89; break; case 635: bar = 0.88; break; case 636: bar = 0.88; break; case 637: bar = 0.88; break; case 638: bar = 0.88; break; case 639: bar = 0.87; break; case 640: bar = 0.87; break; case 641: bar = 0.87; break; case 642: bar = 0.87; break; case 643: bar = 0.86; break; case 644: bar = 0.86; break; case 645: bar = 0.86; break; case 646: bar = 0.86; break; case 647: bar = 0.85; break; case 648: bar = 0.85; break; case 649: bar = 0.85; break; case 650: bar = 0.85; break; case 651: bar = 0.84; break; case 652: bar = 0.84; break; case 653: bar = 0.84; break; case 654: bar = 0.84; break; case 655: bar = 0.84; break; case 656: bar = 0.83; break; case 657: bar = 0.83; break; case 658: bar = 0.83; break; case 659: bar = 0.83; break; case 660: bar = 0.82; break; case 661: bar = 0.82; break; case 662: bar = 0.82; break; case 663: bar = 0.82; break; case 664: bar = 0.81; break; case 665: bar = 0.81; break; case 666: bar = 0.81; break; case 667: bar = 0.81; break; case 668: bar = 0.81; break; case 669: bar = 0.8; break; case 670: bar = 0.8; break; case 671: bar = 0.8; break; case 672: bar = 0.8; break; case 673: bar = 0.79; break; case 674: bar = 0.79; break; case 675: bar = 0.79; break; case 676: bar = 0.79; break; case 677: bar = 0.78; break; case 678: bar = 0.78; break; case 679: bar = 0.78; break; case 680: bar = 0.78; break; case 681: bar = 0.78; break; case 682: bar = 0.77; break; case 683: bar = 0.77; break; case 684: bar = 0.77; break; case 685: bar = 0.77; break; case 686: bar = 0.77; break; case 687: bar = 0.76; break; case 688: bar = 0.76; break; case 689: bar = 0.76; break; case 690: bar = 0.76; break; case 691: bar = 0.75; break; case 692: bar = 0.75; break; case 693: bar = 0.75; break; case 694: bar = 0.75; break; case 695: bar = 0.75; break; case 696: bar = 0.74; break; case 697: bar = 0.74; break; case 698: bar = 0.74; break; case 699: bar = 0.74; break; case 700: bar = 0.74; break; case 701: bar = 0.73; break; case 702: bar = 0.73; break; case 703: bar = 0.73; break; case 704: bar = 0.73; break; case 705: bar = 0.72; break; case 706: bar = 0.72; break; case 707: bar = 0.72; break; case 708: bar = 0.72; break; case 709: bar = 0.72; break; case 710: bar = 0.71; break; case 711: bar = 0.71; break; case 712: bar = 0.71; break; case 713: bar = 0.71; break; case 714: bar = 0.71; break; case 715: bar = 0.7; break; case 716: bar = 0.7; break; case 717: bar = 0.7; break; case 718: bar = 0.7; break; case 719: bar = 0.7; break; case 720: bar = 0.69; break; case 721: bar = 0.69; break; case 722: bar = 0.69; break; case 723: bar = 0.69; break; case 724: bar = 0.69; break; case 725: bar = 0.68; break; case 726: bar = 0.68; break; case 727: bar = 0.68; break; case 728: bar = 0.68; break; case 729: bar = 0.68; break; case 730: bar = 0.67; break; case 731: bar = 0.67; break; case 732: bar = 0.67; break; case 733: bar = 0.67; break; case 734: bar = 0.67; break; case 735: bar = 0.67; break; case 736: bar = 0.66; break; case 737: bar = 0.66; break; case 738: bar = 0.66; break; case 739: bar = 0.66; break; case 740: bar = 0.66; break; case 741: bar = 0.65; break; case 742: bar = 0.65; break; case 743: bar = 0.65; break; case 744: bar = 0.65; break; case 745: bar = 0.65; break; case 746: bar = 0.64; break; case 747: bar = 0.64; break; case 748: bar = 0.64; break; case 749: bar = 0.64; break; case 750: bar = 0.64; break; case 751: bar = 0.64; break; case 752: bar = 0.63; break; case 753: bar = 0.63; break; case 754: bar = 0.63; break; case 755: bar = 0.63; break; case 756: bar = 0.63; break; case 757: bar = 0.62; break; case 758: bar = 0.62; break; case 759: bar = 0.62; break; case 760: bar = 0.62; break; case 761: bar = 0.62; break; case 762: bar = 0.61; break; case 763: bar = 0.61; break; case 764: bar = 0.61; break; case 765: bar = 0.61; break; case 766: bar = 0.61; break; case 767: bar = 0.61; break; case 768: bar = 0.6; break; case 769: bar = 0.6; break; case 770: bar = 0.6; break; case 771: bar = 0.6; break; case 772: bar = 0.6; break; case 773: bar = 0.6; break; case 774: bar = 0.59; break; case 775: bar = 0.59; break; case 776: bar = 0.59; break; case 777: bar = 0.59; break; case 778: bar = 0.59; break; case 779: bar = 0.59; break; case 780: bar = 0.58; break; case 781: bar = 0.58; break; case 782: bar = 0.58; break; case 783: bar = 0.58; break; case 784: bar = 0.58; break; case 785: bar = 0.57; break; case 786: bar = 0.57; break; case 787: bar = 0.57; break; case 788: bar = 0.57; break; case 789: bar = 0.57; break; case 790: bar = 0.57; break; case 791: bar = 0.56; break; case 792: bar = 0.56; break; case 793: bar = 0.56; break; case 794: bar = 0.56; break; case 795: bar = 0.56; break; case 796: bar = 0.56; break; case 797: bar = 0.55; break; case 798: bar = 0.55; break; case 799: bar = 0.55; break; case 800: bar = 0.55; break; case 801: bar = 0.55; break; case 802: bar = 0.55; break; case 803: bar = 0.54; break; case 804: bar = 0.54; break; case 805: bar = 0.54; break; case 806: bar = 0.54; break; case 807: bar = 0.54; break; case 808: bar = 0.54; break; case 809: bar = 0.53; break; case 810: bar = 0.53; break; case 811: bar = 0.53; break; case 812: bar = 0.53; break; case 813: bar = 0.53; break; case 814: bar = 0.53; break; case 815: bar = 0.53; break; case 816: bar = 0.52; break; case 817: bar = 0.52; break; case 818: bar = 0.52; break; case 819: bar = 0.52; break; case 820: bar = 0.52; break; case 821: bar = 0.52; break; case 822: bar = 0.51; break; case 823: bar = 0.51; break; case 824: bar = 0.51; break; case 825: bar = 0.51; break; case 826: bar = 0.51; break; case 827: bar = 0.51; break; case 828: bar = 0.5; break; case 829: bar = 0.5; break; case 830: bar = 0.5; break; case 831: bar = 0.5; break; case 832: bar = 0.5; break; case 833: bar = 0.5; break; case 834: bar = 0.5; break; case 835: bar = 0.49; break; case 836: bar = 0.49; break; case 837: bar = 0.49; break; case 838: bar = 0.49; break; case 839: bar = 0.49; break; case 840: bar = 0.49; break; case 841: bar = 0.48; break; case 842: bar = 0.48; break; case 843: bar = 0.48; break; case 844: bar = 0.48; break; case 845: bar = 0.48; break; case 846: bar = 0.48; break; case 847: bar = 0.48; break; case 848: bar = 0.47; break; case 849: bar = 0.47; break; case 850: bar = 0.47; break; case 851: bar = 0.47; break; case 852: bar = 0.47; break; case 853: bar = 0.47; break; case 854: bar = 0.47; break; case 855: bar = 0.46; break; case 856: bar = 0.46; break; case 857: bar = 0.46; break; case 858: bar = 0.46; break; case 859: bar = 0.46; break; case 860: bar = 0.46; break; case 861: bar = 0.46; break; case 862: bar = 0.45; break; case 863: bar = 0.45; break; case 864: bar = 0.45; break; case 865: bar = 0.45; break; case 866: bar = 0.45; break; case 867: bar = 0.45; break; case 868: bar = 0.45; break; case 869: bar = 0.44; break; case 870: bar = 0.44; break; case 871: bar = 0.44; break; case 872: bar = 0.44; break; case 873: bar = 0.44; break; case 874: bar = 0.44; break; case 875: bar = 0.44; break; case 876: bar = 0.43; break; case 877: bar = 0.43; break; case 878: bar = 0.43; break; case 879: bar = 0.43; break; case 880: bar = 0.43; break; case 881: bar = 0.43; break; case 882: bar = 0.43; break; case 883: bar = 0.42; break; case 884: bar = 0.42; break; case 885: bar = 0.42; break; case 886: bar = 0.42; break; case 887: bar = 0.42; break; case 888: bar = 0.42; break; case 889: bar = 0.42; break; case 890: bar = 0.41; break; case 891: bar = 0.41; break; case 892: bar = 0.41; break; case 893: bar = 0.41; break; case 894: bar = 0.41; break; case 895: bar = 0.41; break; case 896: bar = 0.41; break; case 897: bar = 0.41; break; case 898: bar = 0.4; break; case 899: bar = 0.4; break; case 900: bar = 0.4; break; case 901: bar = 0.4; break; case 902: bar = 0.4; break; case 903: bar = 0.4; break; case 904: bar = 0.4; break; case 905: bar = 0.39; break; case 906: bar = 0.39; break; case 907: bar = 0.39; break; case 908: bar = 0.39; break; case 909: bar = 0.39; break; case 910: bar = 0.39; break; case 911: bar = 0.39; break; case 912: bar = 0.39; break; case 913: bar = 0.38; break; case 914: bar = 0.38; break; case 915: bar = 0.38; break; case 916: bar = 0.38; break; case 917: bar = 0.38; break; case 918: bar = 0.38; break; case 919: bar = 0.38; break; case 920: bar = 0.38; break; case 921: bar = 0.37; break; case 922: bar = 0.37; break; case 923: bar = 0.37; break; case 924: bar = 0.37; break; case 925: bar = 0.37; break; case 926: bar = 0.37; break; case 927: bar = 0.37; break; case 928: bar = 0.37; break; case 929: bar = 0.36; break; case 930: bar = 0.36; break; case 931: bar = 0.36; break; case 932: bar = 0.36; break; case 933: bar = 0.36; break; case 934: bar = 0.36; break; case 935: bar = 0.36; break; case 936: bar = 0.36; break; case 937: bar = 0.35; break; case 938: bar = 0.35; break; case 939: bar = 0.35; break; case 940: bar = 0.35; break; case 941: bar = 0.35; break; case 942: bar = 0.35; break; case 943: bar = 0.35; break; case 944: bar = 0.35; break; case 945: bar = 0.34; break; case 946: bar = 0.34; break; case 947: bar = 0.34; break; case 948: bar = 0.34; break; case 949: bar = 0.34; break; case 950: bar = 0.34; break; case 951: bar = 0.34; break; case 952: bar = 0.34; break; case 953: bar = 0.33; break; case 954: bar = 0.33; break; case 955: bar = 0.33; break; case 956: bar = 0.33; break; case 957: bar = 0.33; break; case 958: bar = 0.33; break; case 959: bar = 0.33; break; case 960: bar = 0.33; break; case 961: bar = 0.32; break; case 962: bar = 0.32; break; case 963: bar = 0.32; break; case 964: bar = 0.32; break; case 965: bar = 0.32; break; case 966: bar = 0.32; break; case 967: bar = 0.32; break; case 968: bar = 0.32; break; case 969: bar = 0.32; break; case 970: bar = 0.31; break; case 971: bar = 0.31; break; case 972: bar = 0.31; break; case 973: bar = 0.31; break; case 974: bar = 0.31; break; case 975: bar = 0.31; break; case 976: bar = 0.31; break; case 977: bar = 0.31; break; case 978: bar = 0.3; break; case 979: bar = 0.3; break; case 980: bar = 0.3; break; case 981: bar = 0.3; break; case 982: bar = 0.3; break; case 983: bar = 0.3; break; case 984: bar = 0.3; break; case 985: bar = 0.3; break; case 986: bar = 0.3; break; case 987: bar = 0.29; break; case 988: bar = 0.29; break; case 989: bar = 0.29; break; case 990: bar = 0.29; break; case 991: bar = 0.29; break; case 992: bar = 0.29; break; case 993: bar = 0.29; break; case 994: bar = 0.29; break; case 995: bar = 0.29; break; case 996: bar = 0.28; break; case 997: bar = 0.28; break; case 998: bar = 0.28; break; case 999: bar = 0.28; break; case 1000: bar = 0.28; break; case 1001: bar = 0.28; break; case 1002: bar = 0.28; break; case 1003: bar = 0.28; break; case 1004: bar = 0.28; break; case 1005: bar = 0.27; break; case 1006: bar = 0.27; break; case 1007: bar = 0.27; break; case 1008: bar = 0.27; break; case 1009: bar = 0.27; break; case 1010: bar = 0.27; break; case 1011: bar = 0.27; break; case 1012: bar = 0.27; break; case 1013: bar = 0.27; break; case 1014: bar = 0.26; break; case 1015: bar = 0.26; break; case 1016: bar = 0.26; break; case 1017: bar = 0.26; break; case 1018: bar = 0.26; break; case 1019: bar = 0.26; break; case 1020: bar = 0.26; break; case 1021: bar = 0.26; break; case 1022: bar = 0.26; break; case 1023: bar = 0.26; break; case 1024: bar = 0.25; break;
case 89: bar = 8.36; break; | case 89: bar = 8.36; break; case 90: bar = 8.28; break; case 91: bar = 8.2; break; case 92: bar = 8.12; break; case 93: bar = 8.04; break; case 94: bar = 7.96; break; case 95: bar = 7.89; break; case 96: bar = 7.81; break; case 97: bar = 7.74; break; case 98: bar = 7.67; break; case 99: bar = 7.6; break; case 100: bar = 7.53; break; case 101: bar = 7.46; break; case 102: bar = 7.4; break; case 103: bar = 7.33; break; case 104: bar = 7.27; break; case 105: bar = 7.2; break; case 106: bar = 7.14; break; case 107: bar = 7.08; break; case 108: bar = 7.02; break; case 109: bar = 6.96; break; case 110: bar = 6.9; break; case 111: bar = 6.85; break; case 112: bar = 6.79; break; case 113: bar = 6.74; break; case 114: bar = 6.68; break; case 115: bar = 6.63; break; case 116: bar = 6.57; break; case 117: bar = 6.52; break; case 118: bar = 6.47; break; case 119: bar = 6.42; break; case 120: bar = 6.37; break; case 121: bar = 6.32; break; case 122: bar = 6.27; break; case 123: bar = 6.23; break; case 124: bar = 6.18; break; case 125: bar = 6.13; break; case 126: bar = 6.09; break; case 127: bar = 6.04; break; case 128: bar = 6; break; case 129: bar = 5.95; break; case 130: bar = 5.91; break; case 131: bar = 5.87; break; case 132: bar = 5.83; break; case 133: bar = 5.79; break; case 134: bar = 5.75; break; case 135: bar = 5.71; break; case 136: bar = 5.67; break; case 137: bar = 5.63; break; case 138: bar = 5.59; break; case 139: bar = 5.55; break; case 140: bar = 5.51; break; case 141: bar = 5.47; break; case 142: bar = 5.44; break; case 143: bar = 5.4; break; case 144: bar = 5.37; break; case 145: bar = 5.33; break; case 146: bar = 5.3; break; case 147: bar = 5.26; break; case 148: bar = 5.23; break; case 149: bar = 5.19; break; case 150: bar = 5.16; break; case 151: bar = 5.13; break; case 152: bar = 5.09; break; case 153: bar = 5.06; break; case 154: bar = 5.03; break; case 155: bar = 5; break; case 156: bar = 4.97; break; case 157: bar = 4.94; break; case 158: bar = 4.91; break; case 159: bar = 4.88; break; case 160: bar = 4.85; break; case 161: bar = 4.82; break; case 162: bar = 4.79; break; case 163: bar = 4.76; break; case 164: bar = 4.73; break; case 165: bar = 4.7; break; case 166: bar = 4.68; break; case 167: bar = 4.65; break; case 168: bar = 4.62; break; case 169: bar = 4.59; break; case 170: bar = 4.57; break; case 171: bar = 4.54; break; case 172: bar = 4.52; break; case 173: bar = 4.49; break; case 174: bar = 4.46; break; case 175: bar = 4.44; break; case 176: bar = 4.41; break; case 177: bar = 4.39; break; case 178: bar = 4.36; break; case 179: bar = 4.34; break; case 180: bar = 4.32; break; case 181: bar = 4.29; break; case 182: bar = 4.27; break; case 183: bar = 4.25; break; case 184: bar = 4.22; break; case 185: bar = 4.2; break; case 186: bar = 4.18; break; case 187: bar = 4.15; break; case 188: bar = 4.13; break; case 189: bar = 4.11; break; case 190: bar = 4.09; break; case 191: bar = 4.07; break; case 192: bar = 4.05; break; case 193: bar = 4.02; break; case 194: bar = 4; break; case 195: bar = 3.98; break; case 196: bar = 3.96; break; case 197: bar = 3.94; break; case 198: bar = 3.92; break; case 199: bar = 3.9; break; case 200: bar = 3.88; break; case 201: bar = 3.86; break; case 202: bar = 3.84; break; case 203: bar = 3.82; break; case 204: bar = 3.8; break; case 205: bar = 3.78; break; case 206: bar = 3.77; break; case 207: bar = 3.75; break; case 208: bar = 3.73; break; case 209: bar = 3.71; break; case 210: bar = 3.69; break; case 211: bar = 3.67; break; case 212: bar = 3.66; break; case 213: bar = 3.64; break; case 214: bar = 3.62; break; case 215: bar = 3.6; break; case 216: bar = 3.59; break; case 217: bar = 3.57; break; case 218: bar = 3.55; break; case 219: bar = 3.53; break; case 220: bar = 3.52; break; case 221: bar = 3.5; break; case 222: bar = 3.48; break; case 223: bar = 3.47; break; case 224: bar = 3.45; break; case 225: bar = 3.44; break; case 226: bar = 3.42; break; case 227: bar = 3.4; break; case 228: bar = 3.39; break; case 229: bar = 3.37; break; case 230: bar = 3.36; break; case 231: bar = 3.34; break; case 232: bar = 3.33; break; case 233: bar = 3.31; break; case 234: bar = 3.3; break; case 235: bar = 3.28; break; case 236: bar = 3.27; break; case 237: bar = 3.25; break; case 238: bar = 3.24; break; case 239: bar = 3.22; break; case 240: bar = 3.21; break; case 241: bar = 3.19; break; case 242: bar = 3.18; break; case 243: bar = 3.17; break; case 244: bar = 3.15; break; case 245: bar = 3.14; break; case 246: bar = 3.12; break; case 247: bar = 3.11; break; case 248: bar = 3.1; break; case 249: bar = 3.08; break; case 250: bar = 3.07; break; case 251: bar = 3.06; break; case 252: bar = 3.04; break; case 253: bar = 3.03; break; case 254: bar = 3.02; break; case 255: bar = 3.01; break; case 256: bar = 2.99; break; case 257: bar = 2.98; break; case 258: bar = 2.97; break; case 259: bar = 2.96; break; case 260: bar = 2.94; break; case 261: bar = 2.93; break; case 262: bar = 2.92; break; case 263: bar = 2.91; break; case 264: bar = 2.89; break; case 265: bar = 2.88; break; case 266: bar = 2.87; break; case 267: bar = 2.86; break; case 268: bar = 2.85; break; case 269: bar = 2.83; break; case 270: bar = 2.82; break; case 271: bar = 2.81; break; case 272: bar = 2.8; break; case 273: bar = 2.79; break; case 274: bar = 2.78; break; case 275: bar = 2.77; break; case 276: bar = 2.76; break; case 277: bar = 2.74; break; case 278: bar = 2.73; break; case 279: bar = 2.72; break; case 280: bar = 2.71; break; case 281: bar = 2.7; break; case 282: bar = 2.69; break; case 283: bar = 2.68; break; case 284: bar = 2.67; break; case 285: bar = 2.66; break; case 286: bar = 2.65; break; case 287: bar = 2.64; break; case 288: bar = 2.63; break; case 289: bar = 2.62; break; case 290: bar = 2.61; break; case 291: bar = 2.6; break; case 292: bar = 2.59; break; case 293: bar = 2.58; break; case 294: bar = 2.57; break; case 295: bar = 2.56; break; case 296: bar = 2.55; break; case 297: bar = 2.54; break; case 298: bar = 2.53; break; case 299: bar = 2.52; break; case 300: bar = 2.51; break; case 301: bar = 2.5; break; case 302: bar = 2.49; break; case 303: bar = 2.48; break; case 304: bar = 2.47; break; case 305: bar = 2.46; break; case 306: bar = 2.45; break; case 307: bar = 2.44; break; case 308: bar = 2.43; break; case 309: bar = 2.42; break; case 310: bar = 2.41; break; case 311: bar = 2.41; break; case 312: bar = 2.4; break; case 313: bar = 2.39; break; case 314: bar = 2.38; break; case 315: bar = 2.37; break; case 316: bar = 2.36; break; case 317: bar = 2.35; break; case 318: bar = 2.34; break; case 319: bar = 2.34; break; case 320: bar = 2.33; break; case 321: bar = 2.32; break; case 322: bar = 2.31; break; case 323: bar = 2.3; break; case 324: bar = 2.29; break; case 325: bar = 2.28; break; case 326: bar = 2.28; break; case 327: bar = 2.27; break; case 328: bar = 2.26; break; case 329: bar = 2.25; break; case 330: bar = 2.24; break; case 331: bar = 2.24; break; case 332: bar = 2.23; break; case 333: bar = 2.22; break; case 334: bar = 2.21; break; case 335: bar = 2.2; break; case 336: bar = 2.2; break; case 337: bar = 2.19; break; case 338: bar = 2.18; break; case 339: bar = 2.17; break; case 340: bar = 2.17; break; case 341: bar = 2.16; break; case 342: bar = 2.15; break; case 343: bar = 2.14; break; case 344: bar = 2.13; break; case 345: bar = 2.13; break; case 346: bar = 2.12; break; case 347: bar = 2.11; break; case 348: bar = 2.11; break; case 349: bar = 2.1; break; case 350: bar = 2.09; break; case 351: bar = 2.08; break; case 352: bar = 2.08; break; case 353: bar = 2.07; break; case 354: bar = 2.06; break; case 355: bar = 2.05; break; case 356: bar = 2.05; break; case 357: bar = 2.04; break; case 358: bar = 2.03; break; case 359: bar = 2.03; break; case 360: bar = 2.02; break; case 361: bar = 2.01; break; case 362: bar = 2.01; break; case 363: bar = 2; break; case 364: bar = 1.99; break; case 365: bar = 1.99; break; case 366: bar = 1.98; break; case 367: bar = 1.97; break; case 368: bar = 1.97; break; case 369: bar = 1.96; break; case 370: bar = 1.95; break; case 371: bar = 1.95; break; case 372: bar = 1.94; break; case 373: bar = 1.93; break; case 374: bar = 1.93; break; case 375: bar = 1.92; break; case 376: bar = 1.91; break; case 377: bar = 1.91; break; case 378: bar = 1.9; break; case 379: bar = 1.89; break; case 380: bar = 1.89; break; case 381: bar = 1.88; break; case 382: bar = 1.88; break; case 383: bar = 1.87; break; case 384: bar = 1.86; break; case 385: bar = 1.86; break; case 386: bar = 1.85; break; case 387: bar = 1.85; break; case 388: bar = 1.84; break; case 389: bar = 1.83; break; case 390: bar = 1.83; break; case 391: bar = 1.82; break; case 392: bar = 1.82; break; case 393: bar = 1.81; break; case 394: bar = 1.8; break; case 395: bar = 1.8; break; case 396: bar = 1.79; break; case 397: bar = 1.79; break; case 398: bar = 1.78; break; case 399: bar = 1.77; break; case 400: bar = 1.77; break; case 401: bar = 1.76; break; case 402: bar = 1.76; break; case 403: bar = 1.75; break; case 404: bar = 1.75; break; case 405: bar = 1.74; break; case 406: bar = 1.73; break; case 407: bar = 1.73; break; case 408: bar = 1.72; break; case 409: bar = 1.72; break; case 410: bar = 1.71; break; case 411: bar = 1.71; break; case 412: bar = 1.7; break; case 413: bar = 1.7; break; case 414: bar = 1.69; break; case 415: bar = 1.69; break; case 416: bar = 1.68; break; case 417: bar = 1.67; break; case 418: bar = 1.67; break; case 419: bar = 1.66; break; case 420: bar = 1.66; break; case 421: bar = 1.65; break; case 422: bar = 1.65; break; case 423: bar = 1.64; break; case 424: bar = 1.64; break; case 425: bar = 1.63; break; case 426: bar = 1.63; break; case 427: bar = 1.62; break; case 428: bar = 1.62; break; case 429: bar = 1.61; break; case 430: bar = 1.61; break; case 431: bar = 1.6; break; case 432: bar = 1.6; break; case 433: bar = 1.59; break; case 434: bar = 1.59; break; case 435: bar = 1.58; break; case 436: bar = 1.58; break; case 437: bar = 1.57; break; case 438: bar = 1.57; break; case 439: bar = 1.56; break; case 440: bar = 1.56; break; case 441: bar = 1.55; break; case 442: bar = 1.55; break; case 443: bar = 1.54; break; case 444: bar = 1.54; break; case 445: bar = 1.53; break; case 446: bar = 1.53; break; case 447: bar = 1.53; break; case 448: bar = 1.52; break; case 449: bar = 1.52; break; case 450: bar = 1.51; break; case 451: bar = 1.51; break; case 452: bar = 1.5; break; case 453: bar = 1.5; break; case 454: bar = 1.49; break; case 455: bar = 1.49; break; case 456: bar = 1.48; break; case 457: bar = 1.48; break; case 458: bar = 1.47; break; case 459: bar = 1.47; break; case 460: bar = 1.47; break; case 461: bar = 1.46; break; case 462: bar = 1.46; break; case 463: bar = 1.45; break; case 464: bar = 1.45; break; case 465: bar = 1.44; break; case 466: bar = 1.44; break; case 467: bar = 1.44; break; case 468: bar = 1.43; break; case 469: bar = 1.43; break; case 470: bar = 1.42; break; case 471: bar = 1.42; break; case 472: bar = 1.41; break; case 473: bar = 1.41; break; case 474: bar = 1.41; break; case 475: bar = 1.4; break; case 476: bar = 1.4; break; case 477: bar = 1.39; break; case 478: bar = 1.39; break; case 479: bar = 1.38; break; case 480: bar = 1.38; break; case 481: bar = 1.38; break; case 482: bar = 1.37; break; case 483: bar = 1.37; break; case 484: bar = 1.36; break; case 485: bar = 1.36; break; case 486: bar = 1.36; break; case 487: bar = 1.35; break; case 488: bar = 1.35; break; case 489: bar = 1.34; break; case 490: bar = 1.34; break; case 491: bar = 1.34; break; case 492: bar = 1.33; break; case 493: bar = 1.33; break; case 494: bar = 1.32; break; case 495: bar = 1.32; break; case 496: bar = 1.32; break; case 497: bar = 1.31; break; case 498: bar = 1.31; break; case 499: bar = 1.3; break; case 500: bar = 1.3; break; case 501: bar = 1.3; break; case 502: bar = 1.29; break; case 503: bar = 1.29; break; case 504: bar = 1.29; break; case 505: bar = 1.28; break; case 506: bar = 1.28; break; case 507: bar = 1.27; break; case 508: bar = 1.27; break; case 509: bar = 1.27; break; case 510: bar = 1.26; break; case 511: bar = 1.26; break; case 512: bar = 1.26; break; case 513: bar = 1.25; break; case 514: bar = 1.25; break; case 515: bar = 1.24; break; case 516: bar = 1.24; break; case 517: bar = 1.24; break; case 518: bar = 1.23; break; case 519: bar = 1.23; break; case 520: bar = 1.23; break; case 521: bar = 1.22; break; case 522: bar = 1.22; break; case 523: bar = 1.22; break; case 524: bar = 1.21; break; case 525: bar = 1.21; break; case 526: bar = 1.21; break; case 527: bar = 1.2; break; case 528: bar = 1.2; break; case 529: bar = 1.2; break; case 530: bar = 1.19; break; case 531: bar = 1.19; break; case 532: bar = 1.18; break; case 533: bar = 1.18; break; case 534: bar = 1.18; break; case 535: bar = 1.17; break; case 536: bar = 1.17; break; case 537: bar = 1.17; break; case 538: bar = 1.16; break; case 539: bar = 1.16; break; case 540: bar = 1.16; break; case 541: bar = 1.15; break; case 542: bar = 1.15; break; case 543: bar = 1.15; break; case 544: bar = 1.14; break; case 545: bar = 1.14; break; case 546: bar = 1.14; break; case 547: bar = 1.13; break; case 548: bar = 1.13; break; case 549: bar = 1.13; break; case 550: bar = 1.12; break; case 551: bar = 1.12; break; case 552: bar = 1.12; break; case 553: bar = 1.12; break; case 554: bar = 1.11; break; case 555: bar = 1.11; break; case 556: bar = 1.11; break; case 557: bar = 1.1; break; case 558: bar = 1.1; break; case 559: bar = 1.1; break; case 560: bar = 1.09; break; case 561: bar = 1.09; break; case 562: bar = 1.09; break; case 563: bar = 1.08; break; case 564: bar = 1.08; break; case 565: bar = 1.08; break; case 566: bar = 1.07; break; case 567: bar = 1.07; break; case 568: bar = 1.07; break; case 569: bar = 1.07; break; case 570: bar = 1.06; break; case 571: bar = 1.06; break; case 572: bar = 1.06; break; case 573: bar = 1.05; break; case 574: bar = 1.05; break; case 575: bar = 1.05; break; case 576: bar = 1.04; break; case 577: bar = 1.04; break; case 578: bar = 1.04; break; case 579: bar = 1.04; break; case 580: bar = 1.03; break; case 581: bar = 1.03; break; case 582: bar = 1.03; break; case 583: bar = 1.02; break; case 584: bar = 1.02; break; case 585: bar = 1.02; break; case 586: bar = 1.02; break; case 587: bar = 1.01; break; case 588: bar = 1.01; break; case 589: bar = 1.01; break; case 590: bar = 1; break; case 591: bar = 1; break; case 592: bar = 1; break; case 593: bar = 1; break; case 594: bar = 0.99; break; case 595: bar = 0.99; break; case 596: bar = 0.99; break; case 597: bar = 0.98; break; case 598: bar = 0.98; break; case 599: bar = 0.98; break; case 600: bar = 0.98; break; case 601: bar = 0.97; break; case 602: bar = 0.97; break; case 603: bar = 0.97; break; case 604: bar = 0.96; break; case 605: bar = 0.96; break; case 606: bar = 0.96; break; case 607: bar = 0.96; break; case 608: bar = 0.95; break; case 609: bar = 0.95; break; case 610: bar = 0.95; break; case 611: bar = 0.95; break; case 612: bar = 0.94; break; case 613: bar = 0.94; break; case 614: bar = 0.94; break; case 615: bar = 0.94; break; case 616: bar = 0.93; break; case 617: bar = 0.93; break; case 618: bar = 0.93; break; case 619: bar = 0.92; break; case 620: bar = 0.92; break; case 621: bar = 0.92; break; case 622: bar = 0.92; break; case 623: bar = 0.91; break; case 624: bar = 0.91; break; case 625: bar = 0.91; break; case 626: bar = 0.91; break; case 627: bar = 0.9; break; case 628: bar = 0.9; break; case 629: bar = 0.9; break; case 630: bar = 0.9; break; case 631: bar = 0.89; break; case 632: bar = 0.89; break; case 633: bar = 0.89; break; case 634: bar = 0.89; break; case 635: bar = 0.88; break; case 636: bar = 0.88; break; case 637: bar = 0.88; break; case 638: bar = 0.88; break; case 639: bar = 0.87; break; case 640: bar = 0.87; break; case 641: bar = 0.87; break; case 642: bar = 0.87; break; case 643: bar = 0.86; break; case 644: bar = 0.86; break; case 645: bar = 0.86; break; case 646: bar = 0.86; break; case 647: bar = 0.85; break; case 648: bar = 0.85; break; case 649: bar = 0.85; break; case 650: bar = 0.85; break; case 651: bar = 0.84; break; case 652: bar = 0.84; break; case 653: bar = 0.84; break; case 654: bar = 0.84; break; case 655: bar = 0.84; break; case 656: bar = 0.83; break; case 657: bar = 0.83; break; case 658: bar = 0.83; break; case 659: bar = 0.83; break; case 660: bar = 0.82; break; case 661: bar = 0.82; break; case 662: bar = 0.82; break; case 663: bar = 0.82; break; case 664: bar = 0.81; break; case 665: bar = 0.81; break; case 666: bar = 0.81; break; case 667: bar = 0.81; break; case 668: bar = 0.81; break; case 669: bar = 0.8; break; case 670: bar = 0.8; break; case 671: bar = 0.8; break; case 672: bar = 0.8; break; case 673: bar = 0.79; break; case 674: bar = 0.79; break; case 675: bar = 0.79; break; case 676: bar = 0.79; break; case 677: bar = 0.78; break; case 678: bar = 0.78; break; case 679: bar = 0.78; break; case 680: bar = 0.78; break; case 681: bar = 0.78; break; case 682: bar = 0.77; break; case 683: bar = 0.77; break; case 684: bar = 0.77; break; case 685: bar = 0.77; break; case 686: bar = 0.77; break; case 687: bar = 0.76; break; case 688: bar = 0.76; break; case 689: bar = 0.76; break; case 690: bar = 0.76; break; case 691: bar = 0.75; break; case 692: bar = 0.75; break; case 693: bar = 0.75; break; case 694: bar = 0.75; break; case 695: bar = 0.75; break; case 696: bar = 0.74; break; case 697: bar = 0.74; break; case 698: bar = 0.74; break; case 699: bar = 0.74; break; case 700: bar = 0.74; break; case 701: bar = 0.73; break; case 702: bar = 0.73; break; case 703: bar = 0.73; break; case 704: bar = 0.73; break; case 705: bar = 0.72; break; case 706: bar = 0.72; break; case 707: bar = 0.72; break; case 708: bar = 0.72; break; case 709: bar = 0.72; break; case 710: bar = 0.71; break; case 711: bar = 0.71; break; case 712: bar = 0.71; break; case 713: bar = 0.71; break; case 714: bar = 0.71; break; case 715: bar = 0.7; break; case 716: bar = 0.7; break; case 717: bar = 0.7; break; case 718: bar = 0.7; break; case 719: bar = 0.7; break; case 720: bar = 0.69; break; case 721: bar = 0.69; break; case 722: bar = 0.69; break; case 723: bar = 0.69; break; case 724: bar = 0.69; break; case 725: bar = 0.68; break; case 726: bar = 0.68; break; case 727: bar = 0.68; break; case 728: bar = 0.68; break; case 729: bar = 0.68; break; case 730: bar = 0.67; break; case 731: bar = 0.67; break; case 732: bar = 0.67; break; case 733: bar = 0.67; break; case 734: bar = 0.67; break; case 735: bar = 0.67; break; case 736: bar = 0.66; break; case 737: bar = 0.66; break; case 738: bar = 0.66; break; case 739: bar = 0.66; break; case 740: bar = 0.66; break; case 741: bar = 0.65; break; case 742: bar = 0.65; break; case 743: bar = 0.65; break; case 744: bar = 0.65; break; case 745: bar = 0.65; break; case 746: bar = 0.64; break; case 747: bar = 0.64; break; case 748: bar = 0.64; break; case 749: bar = 0.64; break; case 750: bar = 0.64; break; case 751: bar = 0.64; break; case 752: bar = 0.63; break; case 753: bar = 0.63; break; case 754: bar = 0.63; break; case 755: bar = 0.63; break; case 756: bar = 0.63; break; case 757: bar = 0.62; break; case 758: bar = 0.62; break; case 759: bar = 0.62; break; case 760: bar = 0.62; break; case 761: bar = 0.62; break; case 762: bar = 0.61; break; case 763: bar = 0.61; break; case 764: bar = 0.61; break; case 765: bar = 0.61; break; case 766: bar = 0.61; break; case 767: bar = 0.61; break; case 768: bar = 0.6; break; case 769: bar = 0.6; break; case 770: bar = 0.6; break; case 771: bar = 0.6; break; case 772: bar = 0.6; break; case 773: bar = 0.6; break; case 774: bar = 0.59; break; case 775: bar = 0.59; break; case 776: bar = 0.59; break; case 777: bar = 0.59; break; case 778: bar = 0.59; break; case 779: bar = 0.59; break; case 780: bar = 0.58; break; case 781: bar = 0.58; break; case 782: bar = 0.58; break; case 783: bar = 0.58; break; case 784: bar = 0.58; break; case 785: bar = 0.57; break; case 786: bar = 0.57; break; case 787: bar = 0.57; break; case 788: bar = 0.57; break; case 789: bar = 0.57; break; case 790: bar = 0.57; break; case 791: bar = 0.56; break; case 792: bar = 0.56; break; case 793: bar = 0.56; break; case 794: bar = 0.56; break; case 795: bar = 0.56; break; case 796: bar = 0.56; break; case 797: bar = 0.55; break; case 798: bar = 0.55; break; case 799: bar = 0.55; break; case 800: bar = 0.55; break; case 801: bar = 0.55; break; case 802: bar = 0.55; break; case 803: bar = 0.54; break; case 804: bar = 0.54; break; case 805: bar = 0.54; break; case 806: bar = 0.54; break; case 807: bar = 0.54; break; case 808: bar = 0.54; break; case 809: bar = 0.53; break; case 810: bar = 0.53; break; case 811: bar = 0.53; break; case 812: bar = 0.53; break; case 813: bar = 0.53; break; case 814: bar = 0.53; break; case 815: bar = 0.53; break; case 816: bar = 0.52; break; case 817: bar = 0.52; break; case 818: bar = 0.52; break; case 819: bar = 0.52; break; case 820: bar = 0.52; break; case 821: bar = 0.52; break; case 822: bar = 0.51; break; case 823: bar = 0.51; break; case 824: bar = 0.51; break; case 825: bar = 0.51; break; case 826: bar = 0.51; break; case 827: bar = 0.51; break; case 828: bar = 0.5; break; case 829: bar = 0.5; break; case 830: bar = 0.5; break; case 831: bar = 0.5; break; case 832: bar = 0.5; break; case 833: bar = 0.5; break; case 834: bar = 0.5; break; case 835: bar = 0.49; break; case 836: bar = 0.49; break; case 837: bar = 0.49; break; case 838: bar = 0.49; break; case 839: bar = 0.49; break; case 840: bar = 0.49; break; case 841: bar = 0.48; break; case 842: bar = 0.48; break; case 843: bar = 0.48; break; case 844: bar = 0.48; break; case 845: bar = 0.48; break; case 846: bar = 0.48; break; case 847: bar = 0.48; break; case 848: bar = 0.47; break; case 849: bar = 0.47; break; case 850: bar = 0.47; break; case 851: bar = 0.47; break; case 852: bar = 0.47; break; case 853: bar = 0.47; break; case 854: bar = 0.47; break; case 855: bar = 0.46; break; case 856: bar = 0.46; break; case 857: bar = 0.46; break; case 858: bar = 0.46; break; case 859: bar = 0.46; break; case 860: bar = 0.46; break; case 861: bar = 0.46; break; case 862: bar = 0.45; break; case 863: bar = 0.45; break; case 864: bar = 0.45; break; case 865: bar = 0.45; break; case 866: bar = 0.45; break; case 867: bar = 0.45; break; case 868: bar = 0.45; break; case 869: bar = 0.44; break; case 870: bar = 0.44; break; case 871: bar = 0.44; break; case 872: bar = 0.44; break; case 873: bar = 0.44; break; case 874: bar = 0.44; break; case 875: bar = 0.44; break; case 876: bar = 0.43; break; case 877: bar = 0.43; break; case 878: bar = 0.43; break; case 879: bar = 0.43; break; case 880: bar = 0.43; break; case 881: bar = 0.43; break; case 882: bar = 0.43; break; case 883: bar = 0.42; break; case 884: bar = 0.42; break; case 885: bar = 0.42; break; case 886: bar = 0.42; break; case 887: bar = 0.42; break; case 888: bar = 0.42; break; case 889: bar = 0.42; break; case 890: bar = 0.41; break; case 891: bar = 0.41; break; case 892: bar = 0.41; break; case 893: bar = 0.41; break; case 894: bar = 0.41; break; case 895: bar = 0.41; break; case 896: bar = 0.41; break; case 897: bar = 0.41; break; case 898: bar = 0.4; break; case 899: bar = 0.4; break; case 900: bar = 0.4; break; case 901: bar = 0.4; break; case 902: bar = 0.4; break; case 903: bar = 0.4; break; case 904: bar = 0.4; break; case 905: bar = 0.39; break; case 906: bar = 0.39; break; case 907: bar = 0.39; break; case 908: bar = 0.39; break; case 909: bar = 0.39; break; case 910: bar = 0.39; break; case 911: bar = 0.39; break; case 912: bar = 0.39; break; case 913: bar = 0.38; break; case 914: bar = 0.38; break; case 915: bar = 0.38; break; case 916: bar = 0.38; break; case 917: bar = 0.38; break; case 918: bar = 0.38; break; case 919: bar = 0.38; break; case 920: bar = 0.38; break; case 921: bar = 0.37; break; case 922: bar = 0.37; break; case 923: bar = 0.37; break; case 924: bar = 0.37; break; case 925: bar = 0.37; break; case 926: bar = 0.37; break; case 927: bar = 0.37; break; case 928: bar = 0.37; break; case 929: bar = 0.36; break; case 930: bar = 0.36; break; case 931: bar = 0.36; break; case 932: bar = 0.36; break; case 933: bar = 0.36; break; case 934: bar = 0.36; break; case 935: bar = 0.36; break; case 936: bar = 0.36; break; case 937: bar = 0.35; break; case 938: bar = 0.35; break; case 939: bar = 0.35; break; case 940: bar = 0.35; break; case 941: bar = 0.35; break; case 942: bar = 0.35; break; case 943: bar = 0.35; break; case 944: bar = 0.35; break; case 945: bar = 0.34; break; case 946: bar = 0.34; break; case 947: bar = 0.34; break; case 948: bar = 0.34; break; case 949: bar = 0.34; break; case 950: bar = 0.34; break; case 951: bar = 0.34; break; case 952: bar = 0.34; break; case 953: bar = 0.33; break; case 954: bar = 0.33; break; case 955: bar = 0.33; break; case 956: bar = 0.33; break; case 957: bar = 0.33; break; case 958: bar = 0.33; break; case 959: bar = 0.33; break; case 960: bar = 0.33; break; case 961: bar = 0.32; break; case 962: bar = 0.32; break; case 963: bar = 0.32; break; case 964: bar = 0.32; break; case 965: bar = 0.32; break; case 966: bar = 0.32; break; case 967: bar = 0.32; break; case 968: bar = 0.32; break; case 969: bar = 0.32; break; case 970: bar = 0.31; break; case 971: bar = 0.31; break; case 972: bar = 0.31; break; case 973: bar = 0.31; break; case 974: bar = 0.31; break; case 975: bar = 0.31; break; case 976: bar = 0.31; break; case 977: bar = 0.31; break; case 978: bar = 0.3; break; case 979: bar = 0.3; break; case 980: bar = 0.3; break; case 981: bar = 0.3; break; case 982: bar = 0.3; break; case 983: bar = 0.3; break; case 984: bar = 0.3; break; case 985: bar = 0.3; break; case 986: bar = 0.3; break; case 987: bar = 0.29; break; case 988: bar = 0.29; break; case 989: bar = 0.29; break; case 990: bar = 0.29; break; case 991: bar = 0.29; break; case 992: bar = 0.29; break; case 993: bar = 0.29; break; case 994: bar = 0.29; break; case 995: bar = 0.29; break; case 996: bar = 0.28; break; case 997: bar = 0.28; break; case 998: bar = 0.28; break; case 999: bar = 0.28; break; case 1000: bar = 0.28; break; case 1001: bar = 0.28; break; case 1002: bar = 0.28; break; case 1003: bar = 0.28; break; case 1004: bar = 0.28; break; case 1005: bar = 0.27; break; case 1006: bar = 0.27; break; case 1007: bar = 0.27; break; case 1008: bar = 0.27; break; case 1009: bar = 0.27; break; case 1010: bar = 0.27; break; case 1011: bar = 0.27; break; case 1012: bar = 0.27; break; case 1013: bar = 0.27; break; case 1014: bar = 0.26; break; case 1015: bar = 0.26; break; case 1016: bar = 0.26; break; case 1017: bar = 0.26; break; case 1018: bar = 0.26; break; case 1019: bar = 0.26; break; case 1020: bar = 0.26; break; case 1021: bar = 0.26; break; case 1022: bar = 0.26; break; case 1023: bar = 0.26; break; case 1024: bar = 0.25; break;
case 90: bar = 8.28; break; | case 90: bar = 8.28; break; case 91: bar = 8.2; break; case 92: bar = 8.12; break; case 93: bar = 8.04; break; case 94: bar = 7.96; break; case 95: bar = 7.89; break; case 96: bar = 7.81; break; case 97: bar = 7.74; break; case 98: bar = 7.67; break; case 99: bar = 7.6; break; case 100: bar = 7.53; break; case 101: bar = 7.46; break; case 102: bar = 7.4; break; case 103: bar = 7.33; break; case 104: bar = 7.27; break; case 105: bar = 7.2; break; case 106: bar = 7.14; break; case 107: bar = 7.08; break; case 108: bar = 7.02; break; case 109: bar = 6.96; break; case 110: bar = 6.9; break; case 111: bar = 6.85; break; case 112: bar = 6.79; break; case 113: bar = 6.74; break; case 114: bar = 6.68; break; case 115: bar = 6.63; break; case 116: bar = 6.57; break; case 117: bar = 6.52; break; case 118: bar = 6.47; break; case 119: bar = 6.42; break; case 120: bar = 6.37; break; case 121: bar = 6.32; break; case 122: bar = 6.27; break; case 123: bar = 6.23; break; case 124: bar = 6.18; break; case 125: bar = 6.13; break; case 126: bar = 6.09; break; case 127: bar = 6.04; break; case 128: bar = 6; break; case 129: bar = 5.95; break; case 130: bar = 5.91; break; case 131: bar = 5.87; break; case 132: bar = 5.83; break; case 133: bar = 5.79; break; case 134: bar = 5.75; break; case 135: bar = 5.71; break; case 136: bar = 5.67; break; case 137: bar = 5.63; break; case 138: bar = 5.59; break; case 139: bar = 5.55; break; case 140: bar = 5.51; break; case 141: bar = 5.47; break; case 142: bar = 5.44; break; case 143: bar = 5.4; break; case 144: bar = 5.37; break; case 145: bar = 5.33; break; case 146: bar = 5.3; break; case 147: bar = 5.26; break; case 148: bar = 5.23; break; case 149: bar = 5.19; break; case 150: bar = 5.16; break; case 151: bar = 5.13; break; case 152: bar = 5.09; break; case 153: bar = 5.06; break; case 154: bar = 5.03; break; case 155: bar = 5; break; case 156: bar = 4.97; break; case 157: bar = 4.94; break; case 158: bar = 4.91; break; case 159: bar = 4.88; break; case 160: bar = 4.85; break; case 161: bar = 4.82; break; case 162: bar = 4.79; break; case 163: bar = 4.76; break; case 164: bar = 4.73; break; case 165: bar = 4.7; break; case 166: bar = 4.68; break; case 167: bar = 4.65; break; case 168: bar = 4.62; break; case 169: bar = 4.59; break; case 170: bar = 4.57; break; case 171: bar = 4.54; break; case 172: bar = 4.52; break; case 173: bar = 4.49; break; case 174: bar = 4.46; break; case 175: bar = 4.44; break; case 176: bar = 4.41; break; case 177: bar = 4.39; break; case 178: bar = 4.36; break; case 179: bar = 4.34; break; case 180: bar = 4.32; break; case 181: bar = 4.29; break; case 182: bar = 4.27; break; case 183: bar = 4.25; break; case 184: bar = 4.22; break; case 185: bar = 4.2; break; case 186: bar = 4.18; break; case 187: bar = 4.15; break; case 188: bar = 4.13; break; case 189: bar = 4.11; break; case 190: bar = 4.09; break; case 191: bar = 4.07; break; case 192: bar = 4.05; break; case 193: bar = 4.02; break; case 194: bar = 4; break; case 195: bar = 3.98; break; case 196: bar = 3.96; break; case 197: bar = 3.94; break; case 198: bar = 3.92; break; case 199: bar = 3.9; break; case 200: bar = 3.88; break; case 201: bar = 3.86; break; case 202: bar = 3.84; break; case 203: bar = 3.82; break; case 204: bar = 3.8; break; case 205: bar = 3.78; break; case 206: bar = 3.77; break; case 207: bar = 3.75; break; case 208: bar = 3.73; break; case 209: bar = 3.71; break; case 210: bar = 3.69; break; case 211: bar = 3.67; break; case 212: bar = 3.66; break; case 213: bar = 3.64; break; case 214: bar = 3.62; break; case 215: bar = 3.6; break; case 216: bar = 3.59; break; case 217: bar = 3.57; break; case 218: bar = 3.55; break; case 219: bar = 3.53; break; case 220: bar = 3.52; break; case 221: bar = 3.5; break; case 222: bar = 3.48; break; case 223: bar = 3.47; break; case 224: bar = 3.45; break; case 225: bar = 3.44; break; case 226: bar = 3.42; break; case 227: bar = 3.4; break; case 228: bar = 3.39; break; case 229: bar = 3.37; break; case 230: bar = 3.36; break; case 231: bar = 3.34; break; case 232: bar = 3.33; break; case 233: bar = 3.31; break; case 234: bar = 3.3; break; case 235: bar = 3.28; break; case 236: bar = 3.27; break; case 237: bar = 3.25; break; case 238: bar = 3.24; break; case 239: bar = 3.22; break; case 240: bar = 3.21; break; case 241: bar = 3.19; break; case 242: bar = 3.18; break; case 243: bar = 3.17; break; case 244: bar = 3.15; break; case 245: bar = 3.14; break; case 246: bar = 3.12; break; case 247: bar = 3.11; break; case 248: bar = 3.1; break; case 249: bar = 3.08; break; case 250: bar = 3.07; break; case 251: bar = 3.06; break; case 252: bar = 3.04; break; case 253: bar = 3.03; break; case 254: bar = 3.02; break; case 255: bar = 3.01; break; case 256: bar = 2.99; break; case 257: bar = 2.98; break; case 258: bar = 2.97; break; case 259: bar = 2.96; break; case 260: bar = 2.94; break; case 261: bar = 2.93; break; case 262: bar = 2.92; break; case 263: bar = 2.91; break; case 264: bar = 2.89; break; case 265: bar = 2.88; break; case 266: bar = 2.87; break; case 267: bar = 2.86; break; case 268: bar = 2.85; break; case 269: bar = 2.83; break; case 270: bar = 2.82; break; case 271: bar = 2.81; break; case 272: bar = 2.8; break; case 273: bar = 2.79; break; case 274: bar = 2.78; break; case 275: bar = 2.77; break; case 276: bar = 2.76; break; case 277: bar = 2.74; break; case 278: bar = 2.73; break; case 279: bar = 2.72; break; case 280: bar = 2.71; break; case 281: bar = 2.7; break; case 282: bar = 2.69; break; case 283: bar = 2.68; break; case 284: bar = 2.67; break; case 285: bar = 2.66; break; case 286: bar = 2.65; break; case 287: bar = 2.64; break; case 288: bar = 2.63; break; case 289: bar = 2.62; break; case 290: bar = 2.61; break; case 291: bar = 2.6; break; case 292: bar = 2.59; break; case 293: bar = 2.58; break; case 294: bar = 2.57; break; case 295: bar = 2.56; break; case 296: bar = 2.55; break; case 297: bar = 2.54; break; case 298: bar = 2.53; break; case 299: bar = 2.52; break; case 300: bar = 2.51; break; case 301: bar = 2.5; break; case 302: bar = 2.49; break; case 303: bar = 2.48; break; case 304: bar = 2.47; break; case 305: bar = 2.46; break; case 306: bar = 2.45; break; case 307: bar = 2.44; break; case 308: bar = 2.43; break; case 309: bar = 2.42; break; case 310: bar = 2.41; break; case 311: bar = 2.41; break; case 312: bar = 2.4; break; case 313: bar = 2.39; break; case 314: bar = 2.38; break; case 315: bar = 2.37; break; case 316: bar = 2.36; break; case 317: bar = 2.35; break; case 318: bar = 2.34; break; case 319: bar = 2.34; break; case 320: bar = 2.33; break; case 321: bar = 2.32; break; case 322: bar = 2.31; break; case 323: bar = 2.3; break; case 324: bar = 2.29; break; case 325: bar = 2.28; break; case 326: bar = 2.28; break; case 327: bar = 2.27; break; case 328: bar = 2.26; break; case 329: bar = 2.25; break; case 330: bar = 2.24; break; case 331: bar = 2.24; break; case 332: bar = 2.23; break; case 333: bar = 2.22; break; case 334: bar = 2.21; break; case 335: bar = 2.2; break; case 336: bar = 2.2; break; case 337: bar = 2.19; break; case 338: bar = 2.18; break; case 339: bar = 2.17; break; case 340: bar = 2.17; break; case 341: bar = 2.16; break; case 342: bar = 2.15; break; case 343: bar = 2.14; break; case 344: bar = 2.13; break; case 345: bar = 2.13; break; case 346: bar = 2.12; break; case 347: bar = 2.11; break; case 348: bar = 2.11; break; case 349: bar = 2.1; break; case 350: bar = 2.09; break; case 351: bar = 2.08; break; case 352: bar = 2.08; break; case 353: bar = 2.07; break; case 354: bar = 2.06; break; case 355: bar = 2.05; break; case 356: bar = 2.05; break; case 357: bar = 2.04; break; case 358: bar = 2.03; break; case 359: bar = 2.03; break; case 360: bar = 2.02; break; case 361: bar = 2.01; break; case 362: bar = 2.01; break; case 363: bar = 2; break; case 364: bar = 1.99; break; case 365: bar = 1.99; break; case 366: bar = 1.98; break; case 367: bar = 1.97; break; case 368: bar = 1.97; break; case 369: bar = 1.96; break; case 370: bar = 1.95; break; case 371: bar = 1.95; break; case 372: bar = 1.94; break; case 373: bar = 1.93; break; case 374: bar = 1.93; break; case 375: bar = 1.92; break; case 376: bar = 1.91; break; case 377: bar = 1.91; break; case 378: bar = 1.9; break; case 379: bar = 1.89; break; case 380: bar = 1.89; break; case 381: bar = 1.88; break; case 382: bar = 1.88; break; case 383: bar = 1.87; break; case 384: bar = 1.86; break; case 385: bar = 1.86; break; case 386: bar = 1.85; break; case 387: bar = 1.85; break; case 388: bar = 1.84; break; case 389: bar = 1.83; break; case 390: bar = 1.83; break; case 391: bar = 1.82; break; case 392: bar = 1.82; break; case 393: bar = 1.81; break; case 394: bar = 1.8; break; case 395: bar = 1.8; break; case 396: bar = 1.79; break; case 397: bar = 1.79; break; case 398: bar = 1.78; break; case 399: bar = 1.77; break; case 400: bar = 1.77; break; case 401: bar = 1.76; break; case 402: bar = 1.76; break; case 403: bar = 1.75; break; case 404: bar = 1.75; break; case 405: bar = 1.74; break; case 406: bar = 1.73; break; case 407: bar = 1.73; break; case 408: bar = 1.72; break; case 409: bar = 1.72; break; case 410: bar = 1.71; break; case 411: bar = 1.71; break; case 412: bar = 1.7; break; case 413: bar = 1.7; break; case 414: bar = 1.69; break; case 415: bar = 1.69; break; case 416: bar = 1.68; break; case 417: bar = 1.67; break; case 418: bar = 1.67; break; case 419: bar = 1.66; break; case 420: bar = 1.66; break; case 421: bar = 1.65; break; case 422: bar = 1.65; break; case 423: bar = 1.64; break; case 424: bar = 1.64; break; case 425: bar = 1.63; break; case 426: bar = 1.63; break; case 427: bar = 1.62; break; case 428: bar = 1.62; break; case 429: bar = 1.61; break; case 430: bar = 1.61; break; case 431: bar = 1.6; break; case 432: bar = 1.6; break; case 433: bar = 1.59; break; case 434: bar = 1.59; break; case 435: bar = 1.58; break; case 436: bar = 1.58; break; case 437: bar = 1.57; break; case 438: bar = 1.57; break; case 439: bar = 1.56; break; case 440: bar = 1.56; break; case 441: bar = 1.55; break; case 442: bar = 1.55; break; case 443: bar = 1.54; break; case 444: bar = 1.54; break; case 445: bar = 1.53; break; case 446: bar = 1.53; break; case 447: bar = 1.53; break; case 448: bar = 1.52; break; case 449: bar = 1.52; break; case 450: bar = 1.51; break; case 451: bar = 1.51; break; case 452: bar = 1.5; break; case 453: bar = 1.5; break; case 454: bar = 1.49; break; case 455: bar = 1.49; break; case 456: bar = 1.48; break; case 457: bar = 1.48; break; case 458: bar = 1.47; break; case 459: bar = 1.47; break; case 460: bar = 1.47; break; case 461: bar = 1.46; break; case 462: bar = 1.46; break; case 463: bar = 1.45; break; case 464: bar = 1.45; break; case 465: bar = 1.44; break; case 466: bar = 1.44; break; case 467: bar = 1.44; break; case 468: bar = 1.43; break; case 469: bar = 1.43; break; case 470: bar = 1.42; break; case 471: bar = 1.42; break; case 472: bar = 1.41; break; case 473: bar = 1.41; break; case 474: bar = 1.41; break; case 475: bar = 1.4; break; case 476: bar = 1.4; break; case 477: bar = 1.39; break; case 478: bar = 1.39; break; case 479: bar = 1.38; break; case 480: bar = 1.38; break; case 481: bar = 1.38; break; case 482: bar = 1.37; break; case 483: bar = 1.37; break; case 484: bar = 1.36; break; case 485: bar = 1.36; break; case 486: bar = 1.36; break; case 487: bar = 1.35; break; case 488: bar = 1.35; break; case 489: bar = 1.34; break; case 490: bar = 1.34; break; case 491: bar = 1.34; break; case 492: bar = 1.33; break; case 493: bar = 1.33; break; case 494: bar = 1.32; break; case 495: bar = 1.32; break; case 496: bar = 1.32; break; case 497: bar = 1.31; break; case 498: bar = 1.31; break; case 499: bar = 1.3; break; case 500: bar = 1.3; break; case 501: bar = 1.3; break; case 502: bar = 1.29; break; case 503: bar = 1.29; break; case 504: bar = 1.29; break; case 505: bar = 1.28; break; case 506: bar = 1.28; break; case 507: bar = 1.27; break; case 508: bar = 1.27; break; case 509: bar = 1.27; break; case 510: bar = 1.26; break; case 511: bar = 1.26; break; case 512: bar = 1.26; break; case 513: bar = 1.25; break; case 514: bar = 1.25; break; case 515: bar = 1.24; break; case 516: bar = 1.24; break; case 517: bar = 1.24; break; case 518: bar = 1.23; break; case 519: bar = 1.23; break; case 520: bar = 1.23; break; case 521: bar = 1.22; break; case 522: bar = 1.22; break; case 523: bar = 1.22; break; case 524: bar = 1.21; break; case 525: bar = 1.21; break; case 526: bar = 1.21; break; case 527: bar = 1.2; break; case 528: bar = 1.2; break; case 529: bar = 1.2; break; case 530: bar = 1.19; break; case 531: bar = 1.19; break; case 532: bar = 1.18; break; case 533: bar = 1.18; break; case 534: bar = 1.18; break; case 535: bar = 1.17; break; case 536: bar = 1.17; break; case 537: bar = 1.17; break; case 538: bar = 1.16; break; case 539: bar = 1.16; break; case 540: bar = 1.16; break; case 541: bar = 1.15; break; case 542: bar = 1.15; break; case 543: bar = 1.15; break; case 544: bar = 1.14; break; case 545: bar = 1.14; break; case 546: bar = 1.14; break; case 547: bar = 1.13; break; case 548: bar = 1.13; break; case 549: bar = 1.13; break; case 550: bar = 1.12; break; case 551: bar = 1.12; break; case 552: bar = 1.12; break; case 553: bar = 1.12; break; case 554: bar = 1.11; break; case 555: bar = 1.11; break; case 556: bar = 1.11; break; case 557: bar = 1.1; break; case 558: bar = 1.1; break; case 559: bar = 1.1; break; case 560: bar = 1.09; break; case 561: bar = 1.09; break; case 562: bar = 1.09; break; case 563: bar = 1.08; break; case 564: bar = 1.08; break; case 565: bar = 1.08; break; case 566: bar = 1.07; break; case 567: bar = 1.07; break; case 568: bar = 1.07; break; case 569: bar = 1.07; break; case 570: bar = 1.06; break; case 571: bar = 1.06; break; case 572: bar = 1.06; break; case 573: bar = 1.05; break; case 574: bar = 1.05; break; case 575: bar = 1.05; break; case 576: bar = 1.04; break; case 577: bar = 1.04; break; case 578: bar = 1.04; break; case 579: bar = 1.04; break; case 580: bar = 1.03; break; case 581: bar = 1.03; break; case 582: bar = 1.03; break; case 583: bar = 1.02; break; case 584: bar = 1.02; break; case 585: bar = 1.02; break; case 586: bar = 1.02; break; case 587: bar = 1.01; break; case 588: bar = 1.01; break; case 589: bar = 1.01; break; case 590: bar = 1; break; case 591: bar = 1; break; case 592: bar = 1; break; case 593: bar = 1; break; case 594: bar = 0.99; break; case 595: bar = 0.99; break; case 596: bar = 0.99; break; case 597: bar = 0.98; break; case 598: bar = 0.98; break; case 599: bar = 0.98; break; case 600: bar = 0.98; break; case 601: bar = 0.97; break; case 602: bar = 0.97; break; case 603: bar = 0.97; break; case 604: bar = 0.96; break; case 605: bar = 0.96; break; case 606: bar = 0.96; break; case 607: bar = 0.96; break; case 608: bar = 0.95; break; case 609: bar = 0.95; break; case 610: bar = 0.95; break; case 611: bar = 0.95; break; case 612: bar = 0.94; break; case 613: bar = 0.94; break; case 614: bar = 0.94; break; case 615: bar = 0.94; break; case 616: bar = 0.93; break; case 617: bar = 0.93; break; case 618: bar = 0.93; break; case 619: bar = 0.92; break; case 620: bar = 0.92; break; case 621: bar = 0.92; break; case 622: bar = 0.92; break; case 623: bar = 0.91; break; case 624: bar = 0.91; break; case 625: bar = 0.91; break; case 626: bar = 0.91; break; case 627: bar = 0.9; break; case 628: bar = 0.9; break; case 629: bar = 0.9; break; case 630: bar = 0.9; break; case 631: bar = 0.89; break; case 632: bar = 0.89; break; case 633: bar = 0.89; break; case 634: bar = 0.89; break; case 635: bar = 0.88; break; case 636: bar = 0.88; break; case 637: bar = 0.88; break; case 638: bar = 0.88; break; case 639: bar = 0.87; break; case 640: bar = 0.87; break; case 641: bar = 0.87; break; case 642: bar = 0.87; break; case 643: bar = 0.86; break; case 644: bar = 0.86; break; case 645: bar = 0.86; break; case 646: bar = 0.86; break; case 647: bar = 0.85; break; case 648: bar = 0.85; break; case 649: bar = 0.85; break; case 650: bar = 0.85; break; case 651: bar = 0.84; break; case 652: bar = 0.84; break; case 653: bar = 0.84; break; case 654: bar = 0.84; break; case 655: bar = 0.84; break; case 656: bar = 0.83; break; case 657: bar = 0.83; break; case 658: bar = 0.83; break; case 659: bar = 0.83; break; case 660: bar = 0.82; break; case 661: bar = 0.82; break; case 662: bar = 0.82; break; case 663: bar = 0.82; break; case 664: bar = 0.81; break; case 665: bar = 0.81; break; case 666: bar = 0.81; break; case 667: bar = 0.81; break; case 668: bar = 0.81; break; case 669: bar = 0.8; break; case 670: bar = 0.8; break; case 671: bar = 0.8; break; case 672: bar = 0.8; break; case 673: bar = 0.79; break; case 674: bar = 0.79; break; case 675: bar = 0.79; break; case 676: bar = 0.79; break; case 677: bar = 0.78; break; case 678: bar = 0.78; break; case 679: bar = 0.78; break; case 680: bar = 0.78; break; case 681: bar = 0.78; break; case 682: bar = 0.77; break; case 683: bar = 0.77; break; case 684: bar = 0.77; break; case 685: bar = 0.77; break; case 686: bar = 0.77; break; case 687: bar = 0.76; break; case 688: bar = 0.76; break; case 689: bar = 0.76; break; case 690: bar = 0.76; break; case 691: bar = 0.75; break; case 692: bar = 0.75; break; case 693: bar = 0.75; break; case 694: bar = 0.75; break; case 695: bar = 0.75; break; case 696: bar = 0.74; break; case 697: bar = 0.74; break; case 698: bar = 0.74; break; case 699: bar = 0.74; break; case 700: bar = 0.74; break; case 701: bar = 0.73; break; case 702: bar = 0.73; break; case 703: bar = 0.73; break; case 704: bar = 0.73; break; case 705: bar = 0.72; break; case 706: bar = 0.72; break; case 707: bar = 0.72; break; case 708: bar = 0.72; break; case 709: bar = 0.72; break; case 710: bar = 0.71; break; case 711: bar = 0.71; break; case 712: bar = 0.71; break; case 713: bar = 0.71; break; case 714: bar = 0.71; break; case 715: bar = 0.7; break; case 716: bar = 0.7; break; case 717: bar = 0.7; break; case 718: bar = 0.7; break; case 719: bar = 0.7; break; case 720: bar = 0.69; break; case 721: bar = 0.69; break; case 722: bar = 0.69; break; case 723: bar = 0.69; break; case 724: bar = 0.69; break; case 725: bar = 0.68; break; case 726: bar = 0.68; break; case 727: bar = 0.68; break; case 728: bar = 0.68; break; case 729: bar = 0.68; break; case 730: bar = 0.67; break; case 731: bar = 0.67; break; case 732: bar = 0.67; break; case 733: bar = 0.67; break; case 734: bar = 0.67; break; case 735: bar = 0.67; break; case 736: bar = 0.66; break; case 737: bar = 0.66; break; case 738: bar = 0.66; break; case 739: bar = 0.66; break; case 740: bar = 0.66; break; case 741: bar = 0.65; break; case 742: bar = 0.65; break; case 743: bar = 0.65; break; case 744: bar = 0.65; break; case 745: bar = 0.65; break; case 746: bar = 0.64; break; case 747: bar = 0.64; break; case 748: bar = 0.64; break; case 749: bar = 0.64; break; case 750: bar = 0.64; break; case 751: bar = 0.64; break; case 752: bar = 0.63; break; case 753: bar = 0.63; break; case 754: bar = 0.63; break; case 755: bar = 0.63; break; case 756: bar = 0.63; break; case 757: bar = 0.62; break; case 758: bar = 0.62; break; case 759: bar = 0.62; break; case 760: bar = 0.62; break; case 761: bar = 0.62; break; case 762: bar = 0.61; break; case 763: bar = 0.61; break; case 764: bar = 0.61; break; case 765: bar = 0.61; break; case 766: bar = 0.61; break; case 767: bar = 0.61; break; case 768: bar = 0.6; break; case 769: bar = 0.6; break; case 770: bar = 0.6; break; case 771: bar = 0.6; break; case 772: bar = 0.6; break; case 773: bar = 0.6; break; case 774: bar = 0.59; break; case 775: bar = 0.59; break; case 776: bar = 0.59; break; case 777: bar = 0.59; break; case 778: bar = 0.59; break; case 779: bar = 0.59; break; case 780: bar = 0.58; break; case 781: bar = 0.58; break; case 782: bar = 0.58; break; case 783: bar = 0.58; break; case 784: bar = 0.58; break; case 785: bar = 0.57; break; case 786: bar = 0.57; break; case 787: bar = 0.57; break; case 788: bar = 0.57; break; case 789: bar = 0.57; break; case 790: bar = 0.57; break; case 791: bar = 0.56; break; case 792: bar = 0.56; break; case 793: bar = 0.56; break; case 794: bar = 0.56; break; case 795: bar = 0.56; break; case 796: bar = 0.56; break; case 797: bar = 0.55; break; case 798: bar = 0.55; break; case 799: bar = 0.55; break; case 800: bar = 0.55; break; case 801: bar = 0.55; break; case 802: bar = 0.55; break; case 803: bar = 0.54; break; case 804: bar = 0.54; break; case 805: bar = 0.54; break; case 806: bar = 0.54; break; case 807: bar = 0.54; break; case 808: bar = 0.54; break; case 809: bar = 0.53; break; case 810: bar = 0.53; break; case 811: bar = 0.53; break; case 812: bar = 0.53; break; case 813: bar = 0.53; break; case 814: bar = 0.53; break; case 815: bar = 0.53; break; case 816: bar = 0.52; break; case 817: bar = 0.52; break; case 818: bar = 0.52; break; case 819: bar = 0.52; break; case 820: bar = 0.52; break; case 821: bar = 0.52; break; case 822: bar = 0.51; break; case 823: bar = 0.51; break; case 824: bar = 0.51; break; case 825: bar = 0.51; break; case 826: bar = 0.51; break; case 827: bar = 0.51; break; case 828: bar = 0.5; break; case 829: bar = 0.5; break; case 830: bar = 0.5; break; case 831: bar = 0.5; break; case 832: bar = 0.5; break; case 833: bar = 0.5; break; case 834: bar = 0.5; break; case 835: bar = 0.49; break; case 836: bar = 0.49; break; case 837: bar = 0.49; break; case 838: bar = 0.49; break; case 839: bar = 0.49; break; case 840: bar = 0.49; break; case 841: bar = 0.48; break; case 842: bar = 0.48; break; case 843: bar = 0.48; break; case 844: bar = 0.48; break; case 845: bar = 0.48; break; case 846: bar = 0.48; break; case 847: bar = 0.48; break; case 848: bar = 0.47; break; case 849: bar = 0.47; break; case 850: bar = 0.47; break; case 851: bar = 0.47; break; case 852: bar = 0.47; break; case 853: bar = 0.47; break; case 854: bar = 0.47; break; case 855: bar = 0.46; break; case 856: bar = 0.46; break; case 857: bar = 0.46; break; case 858: bar = 0.46; break; case 859: bar = 0.46; break; case 860: bar = 0.46; break; case 861: bar = 0.46; break; case 862: bar = 0.45; break; case 863: bar = 0.45; break; case 864: bar = 0.45; break; case 865: bar = 0.45; break; case 866: bar = 0.45; break; case 867: bar = 0.45; break; case 868: bar = 0.45; break; case 869: bar = 0.44; break; case 870: bar = 0.44; break; case 871: bar = 0.44; break; case 872: bar = 0.44; break; case 873: bar = 0.44; break; case 874: bar = 0.44; break; case 875: bar = 0.44; break; case 876: bar = 0.43; break; case 877: bar = 0.43; break; case 878: bar = 0.43; break; case 879: bar = 0.43; break; case 880: bar = 0.43; break; case 881: bar = 0.43; break; case 882: bar = 0.43; break; case 883: bar = 0.42; break; case 884: bar = 0.42; break; case 885: bar = 0.42; break; case 886: bar = 0.42; break; case 887: bar = 0.42; break; case 888: bar = 0.42; break; case 889: bar = 0.42; break; case 890: bar = 0.41; break; case 891: bar = 0.41; break; case 892: bar = 0.41; break; case 893: bar = 0.41; break; case 894: bar = 0.41; break; case 895: bar = 0.41; break; case 896: bar = 0.41; break; case 897: bar = 0.41; break; case 898: bar = 0.4; break; case 899: bar = 0.4; break; case 900: bar = 0.4; break; case 901: bar = 0.4; break; case 902: bar = 0.4; break; case 903: bar = 0.4; break; case 904: bar = 0.4; break; case 905: bar = 0.39; break; case 906: bar = 0.39; break; case 907: bar = 0.39; break; case 908: bar = 0.39; break; case 909: bar = 0.39; break; case 910: bar = 0.39; break; case 911: bar = 0.39; break; case 912: bar = 0.39; break; case 913: bar = 0.38; break; case 914: bar = 0.38; break; case 915: bar = 0.38; break; case 916: bar = 0.38; break; case 917: bar = 0.38; break; case 918: bar = 0.38; break; case 919: bar = 0.38; break; case 920: bar = 0.38; break; case 921: bar = 0.37; break; case 922: bar = 0.37; break; case 923: bar = 0.37; break; case 924: bar = 0.37; break; case 925: bar = 0.37; break; case 926: bar = 0.37; break; case 927: bar = 0.37; break; case 928: bar = 0.37; break; case 929: bar = 0.36; break; case 930: bar = 0.36; break; case 931: bar = 0.36; break; case 932: bar = 0.36; break; case 933: bar = 0.36; break; case 934: bar = 0.36; break; case 935: bar = 0.36; break; case 936: bar = 0.36; break; case 937: bar = 0.35; break; case 938: bar = 0.35; break; case 939: bar = 0.35; break; case 940: bar = 0.35; break; case 941: bar = 0.35; break; case 942: bar = 0.35; break; case 943: bar = 0.35; break; case 944: bar = 0.35; break; case 945: bar = 0.34; break; case 946: bar = 0.34; break; case 947: bar = 0.34; break; case 948: bar = 0.34; break; case 949: bar = 0.34; break; case 950: bar = 0.34; break; case 951: bar = 0.34; break; case 952: bar = 0.34; break; case 953: bar = 0.33; break; case 954: bar = 0.33; break; case 955: bar = 0.33; break; case 956: bar = 0.33; break; case 957: bar = 0.33; break; case 958: bar = 0.33; break; case 959: bar = 0.33; break; case 960: bar = 0.33; break; case 961: bar = 0.32; break; case 962: bar = 0.32; break; case 963: bar = 0.32; break; case 964: bar = 0.32; break; case 965: bar = 0.32; break; case 966: bar = 0.32; break; case 967: bar = 0.32; break; case 968: bar = 0.32; break; case 969: bar = 0.32; break; case 970: bar = 0.31; break; case 971: bar = 0.31; break; case 972: bar = 0.31; break; case 973: bar = 0.31; break; case 974: bar = 0.31; break; case 975: bar = 0.31; break; case 976: bar = 0.31; break; case 977: bar = 0.31; break; case 978: bar = 0.3; break; case 979: bar = 0.3; break; case 980: bar = 0.3; break; case 981: bar = 0.3; break; case 982: bar = 0.3; break; case 983: bar = 0.3; break; case 984: bar = 0.3; break; case 985: bar = 0.3; break; case 986: bar = 0.3; break; case 987: bar = 0.29; break; case 988: bar = 0.29; break; case 989: bar = 0.29; break; case 990: bar = 0.29; break; case 991: bar = 0.29; break; case 992: bar = 0.29; break; case 993: bar = 0.29; break; case 994: bar = 0.29; break; case 995: bar = 0.29; break; case 996: bar = 0.28; break; case 997: bar = 0.28; break; case 998: bar = 0.28; break; case 999: bar = 0.28; break; case 1000: bar = 0.28; break; case 1001: bar = 0.28; break; case 1002: bar = 0.28; break; case 1003: bar = 0.28; break; case 1004: bar = 0.28; break; case 1005: bar = 0.27; break; case 1006: bar = 0.27; break; case 1007: bar = 0.27; break; case 1008: bar = 0.27; break; case 1009: bar = 0.27; break; case 1010: bar = 0.27; break; case 1011: bar = 0.27; break; case 1012: bar = 0.27; break; case 1013: bar = 0.27; break; case 1014: bar = 0.26; break; case 1015: bar = 0.26; break; case 1016: bar = 0.26; break; case 1017: bar = 0.26; break; case 1018: bar = 0.26; break; case 1019: bar = 0.26; break; case 1020: bar = 0.26; break; case 1021: bar = 0.26; break; case 1022: bar = 0.26; break; case 1023: bar = 0.26; break; case 1024: bar = 0.25; break;
case 91: bar = 8.2; break; | case 91: bar = 8.2; break; case 92: bar = 8.12; break; case 93: bar = 8.04; break; case 94: bar = 7.96; break; case 95: bar = 7.89; break; case 96: bar = 7.81; break; case 97: bar = 7.74; break; case 98: bar = 7.67; break; case 99: bar = 7.6; break; case 100: bar = 7.53; break; case 101: bar = 7.46; break; case 102: bar = 7.4; break; case 103: bar = 7.33; break; case 104: bar = 7.27; break; case 105: bar = 7.2; break; case 106: bar = 7.14; break; case 107: bar = 7.08; break; case 108: bar = 7.02; break; case 109: bar = 6.96; break; case 110: bar = 6.9; break; case 111: bar = 6.85; break; case 112: bar = 6.79; break; case 113: bar = 6.74; break; case 114: bar = 6.68; break; case 115: bar = 6.63; break; case 116: bar = 6.57; break; case 117: bar = 6.52; break; case 118: bar = 6.47; break; case 119: bar = 6.42; break; case 120: bar = 6.37; break; case 121: bar = 6.32; break; case 122: bar = 6.27; break; case 123: bar = 6.23; break; case 124: bar = 6.18; break; case 125: bar = 6.13; break; case 126: bar = 6.09; break; case 127: bar = 6.04; break; case 128: bar = 6; break; case 129: bar = 5.95; break; case 130: bar = 5.91; break; case 131: bar = 5.87; break; case 132: bar = 5.83; break; case 133: bar = 5.79; break; case 134: bar = 5.75; break; case 135: bar = 5.71; break; case 136: bar = 5.67; break; case 137: bar = 5.63; break; case 138: bar = 5.59; break; case 139: bar = 5.55; break; case 140: bar = 5.51; break; case 141: bar = 5.47; break; case 142: bar = 5.44; break; case 143: bar = 5.4; break; case 144: bar = 5.37; break; case 145: bar = 5.33; break; case 146: bar = 5.3; break; case 147: bar = 5.26; break; case 148: bar = 5.23; break; case 149: bar = 5.19; break; case 150: bar = 5.16; break; case 151: bar = 5.13; break; case 152: bar = 5.09; break; case 153: bar = 5.06; break; case 154: bar = 5.03; break; case 155: bar = 5; break; case 156: bar = 4.97; break; case 157: bar = 4.94; break; case 158: bar = 4.91; break; case 159: bar = 4.88; break; case 160: bar = 4.85; break; case 161: bar = 4.82; break; case 162: bar = 4.79; break; case 163: bar = 4.76; break; case 164: bar = 4.73; break; case 165: bar = 4.7; break; case 166: bar = 4.68; break; case 167: bar = 4.65; break; case 168: bar = 4.62; break; case 169: bar = 4.59; break; case 170: bar = 4.57; break; case 171: bar = 4.54; break; case 172: bar = 4.52; break; case 173: bar = 4.49; break; case 174: bar = 4.46; break; case 175: bar = 4.44; break; case 176: bar = 4.41; break; case 177: bar = 4.39; break; case 178: bar = 4.36; break; case 179: bar = 4.34; break; case 180: bar = 4.32; break; case 181: bar = 4.29; break; case 182: bar = 4.27; break; case 183: bar = 4.25; break; case 184: bar = 4.22; break; case 185: bar = 4.2; break; case 186: bar = 4.18; break; case 187: bar = 4.15; break; case 188: bar = 4.13; break; case 189: bar = 4.11; break; case 190: bar = 4.09; break; case 191: bar = 4.07; break; case 192: bar = 4.05; break; case 193: bar = 4.02; break; case 194: bar = 4; break; case 195: bar = 3.98; break; case 196: bar = 3.96; break; case 197: bar = 3.94; break; case 198: bar = 3.92; break; case 199: bar = 3.9; break; case 200: bar = 3.88; break; case 201: bar = 3.86; break; case 202: bar = 3.84; break; case 203: bar = 3.82; break; case 204: bar = 3.8; break; case 205: bar = 3.78; break; case 206: bar = 3.77; break; case 207: bar = 3.75; break; case 208: bar = 3.73; break; case 209: bar = 3.71; break; case 210: bar = 3.69; break; case 211: bar = 3.67; break; case 212: bar = 3.66; break; case 213: bar = 3.64; break; case 214: bar = 3.62; break; case 215: bar = 3.6; break; case 216: bar = 3.59; break; case 217: bar = 3.57; break; case 218: bar = 3.55; break; case 219: bar = 3.53; break; case 220: bar = 3.52; break; case 221: bar = 3.5; break; case 222: bar = 3.48; break; case 223: bar = 3.47; break; case 224: bar = 3.45; break; case 225: bar = 3.44; break; case 226: bar = 3.42; break; case 227: bar = 3.4; break; case 228: bar = 3.39; break; case 229: bar = 3.37; break; case 230: bar = 3.36; break; case 231: bar = 3.34; break; case 232: bar = 3.33; break; case 233: bar = 3.31; break; case 234: bar = 3.3; break; case 235: bar = 3.28; break; case 236: bar = 3.27; break; case 237: bar = 3.25; break; case 238: bar = 3.24; break; case 239: bar = 3.22; break; case 240: bar = 3.21; break; case 241: bar = 3.19; break; case 242: bar = 3.18; break; case 243: bar = 3.17; break; case 244: bar = 3.15; break; case 245: bar = 3.14; break; case 246: bar = 3.12; break; case 247: bar = 3.11; break; case 248: bar = 3.1; break; case 249: bar = 3.08; break; case 250: bar = 3.07; break; case 251: bar = 3.06; break; case 252: bar = 3.04; break; case 253: bar = 3.03; break; case 254: bar = 3.02; break; case 255: bar = 3.01; break; case 256: bar = 2.99; break; case 257: bar = 2.98; break; case 258: bar = 2.97; break; case 259: bar = 2.96; break; case 260: bar = 2.94; break; case 261: bar = 2.93; break; case 262: bar = 2.92; break; case 263: bar = 2.91; break; case 264: bar = 2.89; break; case 265: bar = 2.88; break; case 266: bar = 2.87; break; case 267: bar = 2.86; break; case 268: bar = 2.85; break; case 269: bar = 2.83; break; case 270: bar = 2.82; break; case 271: bar = 2.81; break; case 272: bar = 2.8; break; case 273: bar = 2.79; break; case 274: bar = 2.78; break; case 275: bar = 2.77; break; case 276: bar = 2.76; break; case 277: bar = 2.74; break; case 278: bar = 2.73; break; case 279: bar = 2.72; break; case 280: bar = 2.71; break; case 281: bar = 2.7; break; case 282: bar = 2.69; break; case 283: bar = 2.68; break; case 284: bar = 2.67; break; case 285: bar = 2.66; break; case 286: bar = 2.65; break; case 287: bar = 2.64; break; case 288: bar = 2.63; break; case 289: bar = 2.62; break; case 290: bar = 2.61; break; case 291: bar = 2.6; break; case 292: bar = 2.59; break; case 293: bar = 2.58; break; case 294: bar = 2.57; break; case 295: bar = 2.56; break; case 296: bar = 2.55; break; case 297: bar = 2.54; break; case 298: bar = 2.53; break; case 299: bar = 2.52; break; case 300: bar = 2.51; break; case 301: bar = 2.5; break; case 302: bar = 2.49; break; case 303: bar = 2.48; break; case 304: bar = 2.47; break; case 305: bar = 2.46; break; case 306: bar = 2.45; break; case 307: bar = 2.44; break; case 308: bar = 2.43; break; case 309: bar = 2.42; break; case 310: bar = 2.41; break; case 311: bar = 2.41; break; case 312: bar = 2.4; break; case 313: bar = 2.39; break; case 314: bar = 2.38; break; case 315: bar = 2.37; break; case 316: bar = 2.36; break; case 317: bar = 2.35; break; case 318: bar = 2.34; break; case 319: bar = 2.34; break; case 320: bar = 2.33; break; case 321: bar = 2.32; break; case 322: bar = 2.31; break; case 323: bar = 2.3; break; case 324: bar = 2.29; break; case 325: bar = 2.28; break; case 326: bar = 2.28; break; case 327: bar = 2.27; break; case 328: bar = 2.26; break; case 329: bar = 2.25; break; case 330: bar = 2.24; break; case 331: bar = 2.24; break; case 332: bar = 2.23; break; case 333: bar = 2.22; break; case 334: bar = 2.21; break; case 335: bar = 2.2; break; case 336: bar = 2.2; break; case 337: bar = 2.19; break; case 338: bar = 2.18; break; case 339: bar = 2.17; break; case 340: bar = 2.17; break; case 341: bar = 2.16; break; case 342: bar = 2.15; break; case 343: bar = 2.14; break; case 344: bar = 2.13; break; case 345: bar = 2.13; break; case 346: bar = 2.12; break; case 347: bar = 2.11; break; case 348: bar = 2.11; break; case 349: bar = 2.1; break; case 350: bar = 2.09; break; case 351: bar = 2.08; break; case 352: bar = 2.08; break; case 353: bar = 2.07; break; case 354: bar = 2.06; break; case 355: bar = 2.05; break; case 356: bar = 2.05; break; case 357: bar = 2.04; break; case 358: bar = 2.03; break; case 359: bar = 2.03; break; case 360: bar = 2.02; break; case 361: bar = 2.01; break; case 362: bar = 2.01; break; case 363: bar = 2; break; case 364: bar = 1.99; break; case 365: bar = 1.99; break; case 366: bar = 1.98; break; case 367: bar = 1.97; break; case 368: bar = 1.97; break; case 369: bar = 1.96; break; case 370: bar = 1.95; break; case 371: bar = 1.95; break; case 372: bar = 1.94; break; case 373: bar = 1.93; break; case 374: bar = 1.93; break; case 375: bar = 1.92; break; case 376: bar = 1.91; break; case 377: bar = 1.91; break; case 378: bar = 1.9; break; case 379: bar = 1.89; break; case 380: bar = 1.89; break; case 381: bar = 1.88; break; case 382: bar = 1.88; break; case 383: bar = 1.87; break; case 384: bar = 1.86; break; case 385: bar = 1.86; break; case 386: bar = 1.85; break; case 387: bar = 1.85; break; case 388: bar = 1.84; break; case 389: bar = 1.83; break; case 390: bar = 1.83; break; case 391: bar = 1.82; break; case 392: bar = 1.82; break; case 393: bar = 1.81; break; case 394: bar = 1.8; break; case 395: bar = 1.8; break; case 396: bar = 1.79; break; case 397: bar = 1.79; break; case 398: bar = 1.78; break; case 399: bar = 1.77; break; case 400: bar = 1.77; break; case 401: bar = 1.76; break; case 402: bar = 1.76; break; case 403: bar = 1.75; break; case 404: bar = 1.75; break; case 405: bar = 1.74; break; case 406: bar = 1.73; break; case 407: bar = 1.73; break; case 408: bar = 1.72; break; case 409: bar = 1.72; break; case 410: bar = 1.71; break; case 411: bar = 1.71; break; case 412: bar = 1.7; break; case 413: bar = 1.7; break; case 414: bar = 1.69; break; case 415: bar = 1.69; break; case 416: bar = 1.68; break; case 417: bar = 1.67; break; case 418: bar = 1.67; break; case 419: bar = 1.66; break; case 420: bar = 1.66; break; case 421: bar = 1.65; break; case 422: bar = 1.65; break; case 423: bar = 1.64; break; case 424: bar = 1.64; break; case 425: bar = 1.63; break; case 426: bar = 1.63; break; case 427: bar = 1.62; break; case 428: bar = 1.62; break; case 429: bar = 1.61; break; case 430: bar = 1.61; break; case 431: bar = 1.6; break; case 432: bar = 1.6; break; case 433: bar = 1.59; break; case 434: bar = 1.59; break; case 435: bar = 1.58; break; case 436: bar = 1.58; break; case 437: bar = 1.57; break; case 438: bar = 1.57; break; case 439: bar = 1.56; break; case 440: bar = 1.56; break; case 441: bar = 1.55; break; case 442: bar = 1.55; break; case 443: bar = 1.54; break; case 444: bar = 1.54; break; case 445: bar = 1.53; break; case 446: bar = 1.53; break; case 447: bar = 1.53; break; case 448: bar = 1.52; break; case 449: bar = 1.52; break; case 450: bar = 1.51; break; case 451: bar = 1.51; break; case 452: bar = 1.5; break; case 453: bar = 1.5; break; case 454: bar = 1.49; break; case 455: bar = 1.49; break; case 456: bar = 1.48; break; case 457: bar = 1.48; break; case 458: bar = 1.47; break; case 459: bar = 1.47; break; case 460: bar = 1.47; break; case 461: bar = 1.46; break; case 462: bar = 1.46; break; case 463: bar = 1.45; break; case 464: bar = 1.45; break; case 465: bar = 1.44; break; case 466: bar = 1.44; break; case 467: bar = 1.44; break; case 468: bar = 1.43; break; case 469: bar = 1.43; break; case 470: bar = 1.42; break; case 471: bar = 1.42; break; case 472: bar = 1.41; break; case 473: bar = 1.41; break; case 474: bar = 1.41; break; case 475: bar = 1.4; break; case 476: bar = 1.4; break; case 477: bar = 1.39; break; case 478: bar = 1.39; break; case 479: bar = 1.38; break; case 480: bar = 1.38; break; case 481: bar = 1.38; break; case 482: bar = 1.37; break; case 483: bar = 1.37; break; case 484: bar = 1.36; break; case 485: bar = 1.36; break; case 486: bar = 1.36; break; case 487: bar = 1.35; break; case 488: bar = 1.35; break; case 489: bar = 1.34; break; case 490: bar = 1.34; break; case 491: bar = 1.34; break; case 492: bar = 1.33; break; case 493: bar = 1.33; break; case 494: bar = 1.32; break; case 495: bar = 1.32; break; case 496: bar = 1.32; break; case 497: bar = 1.31; break; case 498: bar = 1.31; break; case 499: bar = 1.3; break; case 500: bar = 1.3; break; case 501: bar = 1.3; break; case 502: bar = 1.29; break; case 503: bar = 1.29; break; case 504: bar = 1.29; break; case 505: bar = 1.28; break; case 506: bar = 1.28; break; case 507: bar = 1.27; break; case 508: bar = 1.27; break; case 509: bar = 1.27; break; case 510: bar = 1.26; break; case 511: bar = 1.26; break; case 512: bar = 1.26; break; case 513: bar = 1.25; break; case 514: bar = 1.25; break; case 515: bar = 1.24; break; case 516: bar = 1.24; break; case 517: bar = 1.24; break; case 518: bar = 1.23; break; case 519: bar = 1.23; break; case 520: bar = 1.23; break; case 521: bar = 1.22; break; case 522: bar = 1.22; break; case 523: bar = 1.22; break; case 524: bar = 1.21; break; case 525: bar = 1.21; break; case 526: bar = 1.21; break; case 527: bar = 1.2; break; case 528: bar = 1.2; break; case 529: bar = 1.2; break; case 530: bar = 1.19; break; case 531: bar = 1.19; break; case 532: bar = 1.18; break; case 533: bar = 1.18; break; case 534: bar = 1.18; break; case 535: bar = 1.17; break; case 536: bar = 1.17; break; case 537: bar = 1.17; break; case 538: bar = 1.16; break; case 539: bar = 1.16; break; case 540: bar = 1.16; break; case 541: bar = 1.15; break; case 542: bar = 1.15; break; case 543: bar = 1.15; break; case 544: bar = 1.14; break; case 545: bar = 1.14; break; case 546: bar = 1.14; break; case 547: bar = 1.13; break; case 548: bar = 1.13; break; case 549: bar = 1.13; break; case 550: bar = 1.12; break; case 551: bar = 1.12; break; case 552: bar = 1.12; break; case 553: bar = 1.12; break; case 554: bar = 1.11; break; case 555: bar = 1.11; break; case 556: bar = 1.11; break; case 557: bar = 1.1; break; case 558: bar = 1.1; break; case 559: bar = 1.1; break; case 560: bar = 1.09; break; case 561: bar = 1.09; break; case 562: bar = 1.09; break; case 563: bar = 1.08; break; case 564: bar = 1.08; break; case 565: bar = 1.08; break; case 566: bar = 1.07; break; case 567: bar = 1.07; break; case 568: bar = 1.07; break; case 569: bar = 1.07; break; case 570: bar = 1.06; break; case 571: bar = 1.06; break; case 572: bar = 1.06; break; case 573: bar = 1.05; break; case 574: bar = 1.05; break; case 575: bar = 1.05; break; case 576: bar = 1.04; break; case 577: bar = 1.04; break; case 578: bar = 1.04; break; case 579: bar = 1.04; break; case 580: bar = 1.03; break; case 581: bar = 1.03; break; case 582: bar = 1.03; break; case 583: bar = 1.02; break; case 584: bar = 1.02; break; case 585: bar = 1.02; break; case 586: bar = 1.02; break; case 587: bar = 1.01; break; case 588: bar = 1.01; break; case 589: bar = 1.01; break; case 590: bar = 1; break; case 591: bar = 1; break; case 592: bar = 1; break; case 593: bar = 1; break; case 594: bar = 0.99; break; case 595: bar = 0.99; break; case 596: bar = 0.99; break; case 597: bar = 0.98; break; case 598: bar = 0.98; break; case 599: bar = 0.98; break; case 600: bar = 0.98; break; case 601: bar = 0.97; break; case 602: bar = 0.97; break; case 603: bar = 0.97; break; case 604: bar = 0.96; break; case 605: bar = 0.96; break; case 606: bar = 0.96; break; case 607: bar = 0.96; break; case 608: bar = 0.95; break; case 609: bar = 0.95; break; case 610: bar = 0.95; break; case 611: bar = 0.95; break; case 612: bar = 0.94; break; case 613: bar = 0.94; break; case 614: bar = 0.94; break; case 615: bar = 0.94; break; case 616: bar = 0.93; break; case 617: bar = 0.93; break; case 618: bar = 0.93; break; case 619: bar = 0.92; break; case 620: bar = 0.92; break; case 621: bar = 0.92; break; case 622: bar = 0.92; break; case 623: bar = 0.91; break; case 624: bar = 0.91; break; case 625: bar = 0.91; break; case 626: bar = 0.91; break; case 627: bar = 0.9; break; case 628: bar = 0.9; break; case 629: bar = 0.9; break; case 630: bar = 0.9; break; case 631: bar = 0.89; break; case 632: bar = 0.89; break; case 633: bar = 0.89; break; case 634: bar = 0.89; break; case 635: bar = 0.88; break; case 636: bar = 0.88; break; case 637: bar = 0.88; break; case 638: bar = 0.88; break; case 639: bar = 0.87; break; case 640: bar = 0.87; break; case 641: bar = 0.87; break; case 642: bar = 0.87; break; case 643: bar = 0.86; break; case 644: bar = 0.86; break; case 645: bar = 0.86; break; case 646: bar = 0.86; break; case 647: bar = 0.85; break; case 648: bar = 0.85; break; case 649: bar = 0.85; break; case 650: bar = 0.85; break; case 651: bar = 0.84; break; case 652: bar = 0.84; break; case 653: bar = 0.84; break; case 654: bar = 0.84; break; case 655: bar = 0.84; break; case 656: bar = 0.83; break; case 657: bar = 0.83; break; case 658: bar = 0.83; break; case 659: bar = 0.83; break; case 660: bar = 0.82; break; case 661: bar = 0.82; break; case 662: bar = 0.82; break; case 663: bar = 0.82; break; case 664: bar = 0.81; break; case 665: bar = 0.81; break; case 666: bar = 0.81; break; case 667: bar = 0.81; break; case 668: bar = 0.81; break; case 669: bar = 0.8; break; case 670: bar = 0.8; break; case 671: bar = 0.8; break; case 672: bar = 0.8; break; case 673: bar = 0.79; break; case 674: bar = 0.79; break; case 675: bar = 0.79; break; case 676: bar = 0.79; break; case 677: bar = 0.78; break; case 678: bar = 0.78; break; case 679: bar = 0.78; break; case 680: bar = 0.78; break; case 681: bar = 0.78; break; case 682: bar = 0.77; break; case 683: bar = 0.77; break; case 684: bar = 0.77; break; case 685: bar = 0.77; break; case 686: bar = 0.77; break; case 687: bar = 0.76; break; case 688: bar = 0.76; break; case 689: bar = 0.76; break; case 690: bar = 0.76; break; case 691: bar = 0.75; break; case 692: bar = 0.75; break; case 693: bar = 0.75; break; case 694: bar = 0.75; break; case 695: bar = 0.75; break; case 696: bar = 0.74; break; case 697: bar = 0.74; break; case 698: bar = 0.74; break; case 699: bar = 0.74; break; case 700: bar = 0.74; break; case 701: bar = 0.73; break; case 702: bar = 0.73; break; case 703: bar = 0.73; break; case 704: bar = 0.73; break; case 705: bar = 0.72; break; case 706: bar = 0.72; break; case 707: bar = 0.72; break; case 708: bar = 0.72; break; case 709: bar = 0.72; break; case 710: bar = 0.71; break; case 711: bar = 0.71; break; case 712: bar = 0.71; break; case 713: bar = 0.71; break; case 714: bar = 0.71; break; case 715: bar = 0.7; break; case 716: bar = 0.7; break; case 717: bar = 0.7; break; case 718: bar = 0.7; break; case 719: bar = 0.7; break; case 720: bar = 0.69; break; case 721: bar = 0.69; break; case 722: bar = 0.69; break; case 723: bar = 0.69; break; case 724: bar = 0.69; break; case 725: bar = 0.68; break; case 726: bar = 0.68; break; case 727: bar = 0.68; break; case 728: bar = 0.68; break; case 729: bar = 0.68; break; case 730: bar = 0.67; break; case 731: bar = 0.67; break; case 732: bar = 0.67; break; case 733: bar = 0.67; break; case 734: bar = 0.67; break; case 735: bar = 0.67; break; case 736: bar = 0.66; break; case 737: bar = 0.66; break; case 738: bar = 0.66; break; case 739: bar = 0.66; break; case 740: bar = 0.66; break; case 741: bar = 0.65; break; case 742: bar = 0.65; break; case 743: bar = 0.65; break; case 744: bar = 0.65; break; case 745: bar = 0.65; break; case 746: bar = 0.64; break; case 747: bar = 0.64; break; case 748: bar = 0.64; break; case 749: bar = 0.64; break; case 750: bar = 0.64; break; case 751: bar = 0.64; break; case 752: bar = 0.63; break; case 753: bar = 0.63; break; case 754: bar = 0.63; break; case 755: bar = 0.63; break; case 756: bar = 0.63; break; case 757: bar = 0.62; break; case 758: bar = 0.62; break; case 759: bar = 0.62; break; case 760: bar = 0.62; break; case 761: bar = 0.62; break; case 762: bar = 0.61; break; case 763: bar = 0.61; break; case 764: bar = 0.61; break; case 765: bar = 0.61; break; case 766: bar = 0.61; break; case 767: bar = 0.61; break; case 768: bar = 0.6; break; case 769: bar = 0.6; break; case 770: bar = 0.6; break; case 771: bar = 0.6; break; case 772: bar = 0.6; break; case 773: bar = 0.6; break; case 774: bar = 0.59; break; case 775: bar = 0.59; break; case 776: bar = 0.59; break; case 777: bar = 0.59; break; case 778: bar = 0.59; break; case 779: bar = 0.59; break; case 780: bar = 0.58; break; case 781: bar = 0.58; break; case 782: bar = 0.58; break; case 783: bar = 0.58; break; case 784: bar = 0.58; break; case 785: bar = 0.57; break; case 786: bar = 0.57; break; case 787: bar = 0.57; break; case 788: bar = 0.57; break; case 789: bar = 0.57; break; case 790: bar = 0.57; break; case 791: bar = 0.56; break; case 792: bar = 0.56; break; case 793: bar = 0.56; break; case 794: bar = 0.56; break; case 795: bar = 0.56; break; case 796: bar = 0.56; break; case 797: bar = 0.55; break; case 798: bar = 0.55; break; case 799: bar = 0.55; break; case 800: bar = 0.55; break; case 801: bar = 0.55; break; case 802: bar = 0.55; break; case 803: bar = 0.54; break; case 804: bar = 0.54; break; case 805: bar = 0.54; break; case 806: bar = 0.54; break; case 807: bar = 0.54; break; case 808: bar = 0.54; break; case 809: bar = 0.53; break; case 810: bar = 0.53; break; case 811: bar = 0.53; break; case 812: bar = 0.53; break; case 813: bar = 0.53; break; case 814: bar = 0.53; break; case 815: bar = 0.53; break; case 816: bar = 0.52; break; case 817: bar = 0.52; break; case 818: bar = 0.52; break; case 819: bar = 0.52; break; case 820: bar = 0.52; break; case 821: bar = 0.52; break; case 822: bar = 0.51; break; case 823: bar = 0.51; break; case 824: bar = 0.51; break; case 825: bar = 0.51; break; case 826: bar = 0.51; break; case 827: bar = 0.51; break; case 828: bar = 0.5; break; case 829: bar = 0.5; break; case 830: bar = 0.5; break; case 831: bar = 0.5; break; case 832: bar = 0.5; break; case 833: bar = 0.5; break; case 834: bar = 0.5; break; case 835: bar = 0.49; break; case 836: bar = 0.49; break; case 837: bar = 0.49; break; case 838: bar = 0.49; break; case 839: bar = 0.49; break; case 840: bar = 0.49; break; case 841: bar = 0.48; break; case 842: bar = 0.48; break; case 843: bar = 0.48; break; case 844: bar = 0.48; break; case 845: bar = 0.48; break; case 846: bar = 0.48; break; case 847: bar = 0.48; break; case 848: bar = 0.47; break; case 849: bar = 0.47; break; case 850: bar = 0.47; break; case 851: bar = 0.47; break; case 852: bar = 0.47; break; case 853: bar = 0.47; break; case 854: bar = 0.47; break; case 855: bar = 0.46; break; case 856: bar = 0.46; break; case 857: bar = 0.46; break; case 858: bar = 0.46; break; case 859: bar = 0.46; break; case 860: bar = 0.46; break; case 861: bar = 0.46; break; case 862: bar = 0.45; break; case 863: bar = 0.45; break; case 864: bar = 0.45; break; case 865: bar = 0.45; break; case 866: bar = 0.45; break; case 867: bar = 0.45; break; case 868: bar = 0.45; break; case 869: bar = 0.44; break; case 870: bar = 0.44; break; case 871: bar = 0.44; break; case 872: bar = 0.44; break; case 873: bar = 0.44; break; case 874: bar = 0.44; break; case 875: bar = 0.44; break; case 876: bar = 0.43; break; case 877: bar = 0.43; break; case 878: bar = 0.43; break; case 879: bar = 0.43; break; case 880: bar = 0.43; break; case 881: bar = 0.43; break; case 882: bar = 0.43; break; case 883: bar = 0.42; break; case 884: bar = 0.42; break; case 885: bar = 0.42; break; case 886: bar = 0.42; break; case 887: bar = 0.42; break; case 888: bar = 0.42; break; case 889: bar = 0.42; break; case 890: bar = 0.41; break; case 891: bar = 0.41; break; case 892: bar = 0.41; break; case 893: bar = 0.41; break; case 894: bar = 0.41; break; case 895: bar = 0.41; break; case 896: bar = 0.41; break; case 897: bar = 0.41; break; case 898: bar = 0.4; break; case 899: bar = 0.4; break; case 900: bar = 0.4; break; case 901: bar = 0.4; break; case 902: bar = 0.4; break; case 903: bar = 0.4; break; case 904: bar = 0.4; break; case 905: bar = 0.39; break; case 906: bar = 0.39; break; case 907: bar = 0.39; break; case 908: bar = 0.39; break; case 909: bar = 0.39; break; case 910: bar = 0.39; break; case 911: bar = 0.39; break; case 912: bar = 0.39; break; case 913: bar = 0.38; break; case 914: bar = 0.38; break; case 915: bar = 0.38; break; case 916: bar = 0.38; break; case 917: bar = 0.38; break; case 918: bar = 0.38; break; case 919: bar = 0.38; break; case 920: bar = 0.38; break; case 921: bar = 0.37; break; case 922: bar = 0.37; break; case 923: bar = 0.37; break; case 924: bar = 0.37; break; case 925: bar = 0.37; break; case 926: bar = 0.37; break; case 927: bar = 0.37; break; case 928: bar = 0.37; break; case 929: bar = 0.36; break; case 930: bar = 0.36; break; case 931: bar = 0.36; break; case 932: bar = 0.36; break; case 933: bar = 0.36; break; case 934: bar = 0.36; break; case 935: bar = 0.36; break; case 936: bar = 0.36; break; case 937: bar = 0.35; break; case 938: bar = 0.35; break; case 939: bar = 0.35; break; case 940: bar = 0.35; break; case 941: bar = 0.35; break; case 942: bar = 0.35; break; case 943: bar = 0.35; break; case 944: bar = 0.35; break; case 945: bar = 0.34; break; case 946: bar = 0.34; break; case 947: bar = 0.34; break; case 948: bar = 0.34; break; case 949: bar = 0.34; break; case 950: bar = 0.34; break; case 951: bar = 0.34; break; case 952: bar = 0.34; break; case 953: bar = 0.33; break; case 954: bar = 0.33; break; case 955: bar = 0.33; break; case 956: bar = 0.33; break; case 957: bar = 0.33; break; case 958: bar = 0.33; break; case 959: bar = 0.33; break; case 960: bar = 0.33; break; case 961: bar = 0.32; break; case 962: bar = 0.32; break; case 963: bar = 0.32; break; case 964: bar = 0.32; break; case 965: bar = 0.32; break; case 966: bar = 0.32; break; case 967: bar = 0.32; break; case 968: bar = 0.32; break; case 969: bar = 0.32; break; case 970: bar = 0.31; break; case 971: bar = 0.31; break; case 972: bar = 0.31; break; case 973: bar = 0.31; break; case 974: bar = 0.31; break; case 975: bar = 0.31; break; case 976: bar = 0.31; break; case 977: bar = 0.31; break; case 978: bar = 0.3; break; case 979: bar = 0.3; break; case 980: bar = 0.3; break; case 981: bar = 0.3; break; case 982: bar = 0.3; break; case 983: bar = 0.3; break; case 984: bar = 0.3; break; case 985: bar = 0.3; break; case 986: bar = 0.3; break; case 987: bar = 0.29; break; case 988: bar = 0.29; break; case 989: bar = 0.29; break; case 990: bar = 0.29; break; case 991: bar = 0.29; break; case 992: bar = 0.29; break; case 993: bar = 0.29; break; case 994: bar = 0.29; break; case 995: bar = 0.29; break; case 996: bar = 0.28; break; case 997: bar = 0.28; break; case 998: bar = 0.28; break; case 999: bar = 0.28; break; case 1000: bar = 0.28; break; case 1001: bar = 0.28; break; case 1002: bar = 0.28; break; case 1003: bar = 0.28; break; case 1004: bar = 0.28; break; case 1005: bar = 0.27; break; case 1006: bar = 0.27; break; case 1007: bar = 0.27; break; case 1008: bar = 0.27; break; case 1009: bar = 0.27; break; case 1010: bar = 0.27; break; case 1011: bar = 0.27; break; case 1012: bar = 0.27; break; case 1013: bar = 0.27; break; case 1014: bar = 0.26; break; case 1015: bar = 0.26; break; case 1016: bar = 0.26; break; case 1017: bar = 0.26; break; case 1018: bar = 0.26; break; case 1019: bar = 0.26; break; case 1020: bar = 0.26; break; case 1021: bar = 0.26; break; case 1022: bar = 0.26; break; case 1023: bar = 0.26; break; case 1024: bar = 0.25; break;
case 92: bar = 8.12; break; | case 92: bar = 8.12; break; case 93: bar = 8.04; break; case 94: bar = 7.96; break; case 95: bar = 7.89; break; case 96: bar = 7.81; break; case 97: bar = 7.74; break; case 98: bar = 7.67; break; case 99: bar = 7.6; break; case 100: bar = 7.53; break; case 101: bar = 7.46; break; case 102: bar = 7.4; break; case 103: bar = 7.33; break; case 104: bar = 7.27; break; case 105: bar = 7.2; break; case 106: bar = 7.14; break; case 107: bar = 7.08; break; case 108: bar = 7.02; break; case 109: bar = 6.96; break; case 110: bar = 6.9; break; case 111: bar = 6.85; break; case 112: bar = 6.79; break; case 113: bar = 6.74; break; case 114: bar = 6.68; break; case 115: bar = 6.63; break; case 116: bar = 6.57; break; case 117: bar = 6.52; break; case 118: bar = 6.47; break; case 119: bar = 6.42; break; case 120: bar = 6.37; break; case 121: bar = 6.32; break; case 122: bar = 6.27; break; case 123: bar = 6.23; break; case 124: bar = 6.18; break; case 125: bar = 6.13; break; case 126: bar = 6.09; break; case 127: bar = 6.04; break; case 128: bar = 6; break; case 129: bar = 5.95; break; case 130: bar = 5.91; break; case 131: bar = 5.87; break; case 132: bar = 5.83; break; case 133: bar = 5.79; break; case 134: bar = 5.75; break; case 135: bar = 5.71; break; case 136: bar = 5.67; break; case 137: bar = 5.63; break; case 138: bar = 5.59; break; case 139: bar = 5.55; break; case 140: bar = 5.51; break; case 141: bar = 5.47; break; case 142: bar = 5.44; break; case 143: bar = 5.4; break; case 144: bar = 5.37; break; case 145: bar = 5.33; break; case 146: bar = 5.3; break; case 147: bar = 5.26; break; case 148: bar = 5.23; break; case 149: bar = 5.19; break; case 150: bar = 5.16; break; case 151: bar = 5.13; break; case 152: bar = 5.09; break; case 153: bar = 5.06; break; case 154: bar = 5.03; break; case 155: bar = 5; break; case 156: bar = 4.97; break; case 157: bar = 4.94; break; case 158: bar = 4.91; break; case 159: bar = 4.88; break; case 160: bar = 4.85; break; case 161: bar = 4.82; break; case 162: bar = 4.79; break; case 163: bar = 4.76; break; case 164: bar = 4.73; break; case 165: bar = 4.7; break; case 166: bar = 4.68; break; case 167: bar = 4.65; break; case 168: bar = 4.62; break; case 169: bar = 4.59; break; case 170: bar = 4.57; break; case 171: bar = 4.54; break; case 172: bar = 4.52; break; case 173: bar = 4.49; break; case 174: bar = 4.46; break; case 175: bar = 4.44; break; case 176: bar = 4.41; break; case 177: bar = 4.39; break; case 178: bar = 4.36; break; case 179: bar = 4.34; break; case 180: bar = 4.32; break; case 181: bar = 4.29; break; case 182: bar = 4.27; break; case 183: bar = 4.25; break; case 184: bar = 4.22; break; case 185: bar = 4.2; break; case 186: bar = 4.18; break; case 187: bar = 4.15; break; case 188: bar = 4.13; break; case 189: bar = 4.11; break; case 190: bar = 4.09; break; case 191: bar = 4.07; break; case 192: bar = 4.05; break; case 193: bar = 4.02; break; case 194: bar = 4; break; case 195: bar = 3.98; break; case 196: bar = 3.96; break; case 197: bar = 3.94; break; case 198: bar = 3.92; break; case 199: bar = 3.9; break; case 200: bar = 3.88; break; case 201: bar = 3.86; break; case 202: bar = 3.84; break; case 203: bar = 3.82; break; case 204: bar = 3.8; break; case 205: bar = 3.78; break; case 206: bar = 3.77; break; case 207: bar = 3.75; break; case 208: bar = 3.73; break; case 209: bar = 3.71; break; case 210: bar = 3.69; break; case 211: bar = 3.67; break; case 212: bar = 3.66; break; case 213: bar = 3.64; break; case 214: bar = 3.62; break; case 215: bar = 3.6; break; case 216: bar = 3.59; break; case 217: bar = 3.57; break; case 218: bar = 3.55; break; case 219: bar = 3.53; break; case 220: bar = 3.52; break; case 221: bar = 3.5; break; case 222: bar = 3.48; break; case 223: bar = 3.47; break; case 224: bar = 3.45; break; case 225: bar = 3.44; break; case 226: bar = 3.42; break; case 227: bar = 3.4; break; case 228: bar = 3.39; break; case 229: bar = 3.37; break; case 230: bar = 3.36; break; case 231: bar = 3.34; break; case 232: bar = 3.33; break; case 233: bar = 3.31; break; case 234: bar = 3.3; break; case 235: bar = 3.28; break; case 236: bar = 3.27; break; case 237: bar = 3.25; break; case 238: bar = 3.24; break; case 239: bar = 3.22; break; case 240: bar = 3.21; break; case 241: bar = 3.19; break; case 242: bar = 3.18; break; case 243: bar = 3.17; break; case 244: bar = 3.15; break; case 245: bar = 3.14; break; case 246: bar = 3.12; break; case 247: bar = 3.11; break; case 248: bar = 3.1; break; case 249: bar = 3.08; break; case 250: bar = 3.07; break; case 251: bar = 3.06; break; case 252: bar = 3.04; break; case 253: bar = 3.03; break; case 254: bar = 3.02; break; case 255: bar = 3.01; break; case 256: bar = 2.99; break; case 257: bar = 2.98; break; case 258: bar = 2.97; break; case 259: bar = 2.96; break; case 260: bar = 2.94; break; case 261: bar = 2.93; break; case 262: bar = 2.92; break; case 263: bar = 2.91; break; case 264: bar = 2.89; break; case 265: bar = 2.88; break; case 266: bar = 2.87; break; case 267: bar = 2.86; break; case 268: bar = 2.85; break; case 269: bar = 2.83; break; case 270: bar = 2.82; break; case 271: bar = 2.81; break; case 272: bar = 2.8; break; case 273: bar = 2.79; break; case 274: bar = 2.78; break; case 275: bar = 2.77; break; case 276: bar = 2.76; break; case 277: bar = 2.74; break; case 278: bar = 2.73; break; case 279: bar = 2.72; break; case 280: bar = 2.71; break; case 281: bar = 2.7; break; case 282: bar = 2.69; break; case 283: bar = 2.68; break; case 284: bar = 2.67; break; case 285: bar = 2.66; break; case 286: bar = 2.65; break; case 287: bar = 2.64; break; case 288: bar = 2.63; break; case 289: bar = 2.62; break; case 290: bar = 2.61; break; case 291: bar = 2.6; break; case 292: bar = 2.59; break; case 293: bar = 2.58; break; case 294: bar = 2.57; break; case 295: bar = 2.56; break; case 296: bar = 2.55; break; case 297: bar = 2.54; break; case 298: bar = 2.53; break; case 299: bar = 2.52; break; case 300: bar = 2.51; break; case 301: bar = 2.5; break; case 302: bar = 2.49; break; case 303: bar = 2.48; break; case 304: bar = 2.47; break; case 305: bar = 2.46; break; case 306: bar = 2.45; break; case 307: bar = 2.44; break; case 308: bar = 2.43; break; case 309: bar = 2.42; break; case 310: bar = 2.41; break; case 311: bar = 2.41; break; case 312: bar = 2.4; break; case 313: bar = 2.39; break; case 314: bar = 2.38; break; case 315: bar = 2.37; break; case 316: bar = 2.36; break; case 317: bar = 2.35; break; case 318: bar = 2.34; break; case 319: bar = 2.34; break; case 320: bar = 2.33; break; case 321: bar = 2.32; break; case 322: bar = 2.31; break; case 323: bar = 2.3; break; case 324: bar = 2.29; break; case 325: bar = 2.28; break; case 326: bar = 2.28; break; case 327: bar = 2.27; break; case 328: bar = 2.26; break; case 329: bar = 2.25; break; case 330: bar = 2.24; break; case 331: bar = 2.24; break; case 332: bar = 2.23; break; case 333: bar = 2.22; break; case 334: bar = 2.21; break; case 335: bar = 2.2; break; case 336: bar = 2.2; break; case 337: bar = 2.19; break; case 338: bar = 2.18; break; case 339: bar = 2.17; break; case 340: bar = 2.17; break; case 341: bar = 2.16; break; case 342: bar = 2.15; break; case 343: bar = 2.14; break; case 344: bar = 2.13; break; case 345: bar = 2.13; break; case 346: bar = 2.12; break; case 347: bar = 2.11; break; case 348: bar = 2.11; break; case 349: bar = 2.1; break; case 350: bar = 2.09; break; case 351: bar = 2.08; break; case 352: bar = 2.08; break; case 353: bar = 2.07; break; case 354: bar = 2.06; break; case 355: bar = 2.05; break; case 356: bar = 2.05; break; case 357: bar = 2.04; break; case 358: bar = 2.03; break; case 359: bar = 2.03; break; case 360: bar = 2.02; break; case 361: bar = 2.01; break; case 362: bar = 2.01; break; case 363: bar = 2; break; case 364: bar = 1.99; break; case 365: bar = 1.99; break; case 366: bar = 1.98; break; case 367: bar = 1.97; break; case 368: bar = 1.97; break; case 369: bar = 1.96; break; case 370: bar = 1.95; break; case 371: bar = 1.95; break; case 372: bar = 1.94; break; case 373: bar = 1.93; break; case 374: bar = 1.93; break; case 375: bar = 1.92; break; case 376: bar = 1.91; break; case 377: bar = 1.91; break; case 378: bar = 1.9; break; case 379: bar = 1.89; break; case 380: bar = 1.89; break; case 381: bar = 1.88; break; case 382: bar = 1.88; break; case 383: bar = 1.87; break; case 384: bar = 1.86; break; case 385: bar = 1.86; break; case 386: bar = 1.85; break; case 387: bar = 1.85; break; case 388: bar = 1.84; break; case 389: bar = 1.83; break; case 390: bar = 1.83; break; case 391: bar = 1.82; break; case 392: bar = 1.82; break; case 393: bar = 1.81; break; case 394: bar = 1.8; break; case 395: bar = 1.8; break; case 396: bar = 1.79; break; case 397: bar = 1.79; break; case 398: bar = 1.78; break; case 399: bar = 1.77; break; case 400: bar = 1.77; break; case 401: bar = 1.76; break; case 402: bar = 1.76; break; case 403: bar = 1.75; break; case 404: bar = 1.75; break; case 405: bar = 1.74; break; case 406: bar = 1.73; break; case 407: bar = 1.73; break; case 408: bar = 1.72; break; case 409: bar = 1.72; break; case 410: bar = 1.71; break; case 411: bar = 1.71; break; case 412: bar = 1.7; break; case 413: bar = 1.7; break; case 414: bar = 1.69; break; case 415: bar = 1.69; break; case 416: bar = 1.68; break; case 417: bar = 1.67; break; case 418: bar = 1.67; break; case 419: bar = 1.66; break; case 420: bar = 1.66; break; case 421: bar = 1.65; break; case 422: bar = 1.65; break; case 423: bar = 1.64; break; case 424: bar = 1.64; break; case 425: bar = 1.63; break; case 426: bar = 1.63; break; case 427: bar = 1.62; break; case 428: bar = 1.62; break; case 429: bar = 1.61; break; case 430: bar = 1.61; break; case 431: bar = 1.6; break; case 432: bar = 1.6; break; case 433: bar = 1.59; break; case 434: bar = 1.59; break; case 435: bar = 1.58; break; case 436: bar = 1.58; break; case 437: bar = 1.57; break; case 438: bar = 1.57; break; case 439: bar = 1.56; break; case 440: bar = 1.56; break; case 441: bar = 1.55; break; case 442: bar = 1.55; break; case 443: bar = 1.54; break; case 444: bar = 1.54; break; case 445: bar = 1.53; break; case 446: bar = 1.53; break; case 447: bar = 1.53; break; case 448: bar = 1.52; break; case 449: bar = 1.52; break; case 450: bar = 1.51; break; case 451: bar = 1.51; break; case 452: bar = 1.5; break; case 453: bar = 1.5; break; case 454: bar = 1.49; break; case 455: bar = 1.49; break; case 456: bar = 1.48; break; case 457: bar = 1.48; break; case 458: bar = 1.47; break; case 459: bar = 1.47; break; case 460: bar = 1.47; break; case 461: bar = 1.46; break; case 462: bar = 1.46; break; case 463: bar = 1.45; break; case 464: bar = 1.45; break; case 465: bar = 1.44; break; case 466: bar = 1.44; break; case 467: bar = 1.44; break; case 468: bar = 1.43; break; case 469: bar = 1.43; break; case 470: bar = 1.42; break; case 471: bar = 1.42; break; case 472: bar = 1.41; break; case 473: bar = 1.41; break; case 474: bar = 1.41; break; case 475: bar = 1.4; break; case 476: bar = 1.4; break; case 477: bar = 1.39; break; case 478: bar = 1.39; break; case 479: bar = 1.38; break; case 480: bar = 1.38; break; case 481: bar = 1.38; break; case 482: bar = 1.37; break; case 483: bar = 1.37; break; case 484: bar = 1.36; break; case 485: bar = 1.36; break; case 486: bar = 1.36; break; case 487: bar = 1.35; break; case 488: bar = 1.35; break; case 489: bar = 1.34; break; case 490: bar = 1.34; break; case 491: bar = 1.34; break; case 492: bar = 1.33; break; case 493: bar = 1.33; break; case 494: bar = 1.32; break; case 495: bar = 1.32; break; case 496: bar = 1.32; break; case 497: bar = 1.31; break; case 498: bar = 1.31; break; case 499: bar = 1.3; break; case 500: bar = 1.3; break; case 501: bar = 1.3; break; case 502: bar = 1.29; break; case 503: bar = 1.29; break; case 504: bar = 1.29; break; case 505: bar = 1.28; break; case 506: bar = 1.28; break; case 507: bar = 1.27; break; case 508: bar = 1.27; break; case 509: bar = 1.27; break; case 510: bar = 1.26; break; case 511: bar = 1.26; break; case 512: bar = 1.26; break; case 513: bar = 1.25; break; case 514: bar = 1.25; break; case 515: bar = 1.24; break; case 516: bar = 1.24; break; case 517: bar = 1.24; break; case 518: bar = 1.23; break; case 519: bar = 1.23; break; case 520: bar = 1.23; break; case 521: bar = 1.22; break; case 522: bar = 1.22; break; case 523: bar = 1.22; break; case 524: bar = 1.21; break; case 525: bar = 1.21; break; case 526: bar = 1.21; break; case 527: bar = 1.2; break; case 528: bar = 1.2; break; case 529: bar = 1.2; break; case 530: bar = 1.19; break; case 531: bar = 1.19; break; case 532: bar = 1.18; break; case 533: bar = 1.18; break; case 534: bar = 1.18; break; case 535: bar = 1.17; break; case 536: bar = 1.17; break; case 537: bar = 1.17; break; case 538: bar = 1.16; break; case 539: bar = 1.16; break; case 540: bar = 1.16; break; case 541: bar = 1.15; break; case 542: bar = 1.15; break; case 543: bar = 1.15; break; case 544: bar = 1.14; break; case 545: bar = 1.14; break; case 546: bar = 1.14; break; case 547: bar = 1.13; break; case 548: bar = 1.13; break; case 549: bar = 1.13; break; case 550: bar = 1.12; break; case 551: bar = 1.12; break; case 552: bar = 1.12; break; case 553: bar = 1.12; break; case 554: bar = 1.11; break; case 555: bar = 1.11; break; case 556: bar = 1.11; break; case 557: bar = 1.1; break; case 558: bar = 1.1; break; case 559: bar = 1.1; break; case 560: bar = 1.09; break; case 561: bar = 1.09; break; case 562: bar = 1.09; break; case 563: bar = 1.08; break; case 564: bar = 1.08; break; case 565: bar = 1.08; break; case 566: bar = 1.07; break; case 567: bar = 1.07; break; case 568: bar = 1.07; break; case 569: bar = 1.07; break; case 570: bar = 1.06; break; case 571: bar = 1.06; break; case 572: bar = 1.06; break; case 573: bar = 1.05; break; case 574: bar = 1.05; break; case 575: bar = 1.05; break; case 576: bar = 1.04; break; case 577: bar = 1.04; break; case 578: bar = 1.04; break; case 579: bar = 1.04; break; case 580: bar = 1.03; break; case 581: bar = 1.03; break; case 582: bar = 1.03; break; case 583: bar = 1.02; break; case 584: bar = 1.02; break; case 585: bar = 1.02; break; case 586: bar = 1.02; break; case 587: bar = 1.01; break; case 588: bar = 1.01; break; case 589: bar = 1.01; break; case 590: bar = 1; break; case 591: bar = 1; break; case 592: bar = 1; break; case 593: bar = 1; break; case 594: bar = 0.99; break; case 595: bar = 0.99; break; case 596: bar = 0.99; break; case 597: bar = 0.98; break; case 598: bar = 0.98; break; case 599: bar = 0.98; break; case 600: bar = 0.98; break; case 601: bar = 0.97; break; case 602: bar = 0.97; break; case 603: bar = 0.97; break; case 604: bar = 0.96; break; case 605: bar = 0.96; break; case 606: bar = 0.96; break; case 607: bar = 0.96; break; case 608: bar = 0.95; break; case 609: bar = 0.95; break; case 610: bar = 0.95; break; case 611: bar = 0.95; break; case 612: bar = 0.94; break; case 613: bar = 0.94; break; case 614: bar = 0.94; break; case 615: bar = 0.94; break; case 616: bar = 0.93; break; case 617: bar = 0.93; break; case 618: bar = 0.93; break; case 619: bar = 0.92; break; case 620: bar = 0.92; break; case 621: bar = 0.92; break; case 622: bar = 0.92; break; case 623: bar = 0.91; break; case 624: bar = 0.91; break; case 625: bar = 0.91; break; case 626: bar = 0.91; break; case 627: bar = 0.9; break; case 628: bar = 0.9; break; case 629: bar = 0.9; break; case 630: bar = 0.9; break; case 631: bar = 0.89; break; case 632: bar = 0.89; break; case 633: bar = 0.89; break; case 634: bar = 0.89; break; case 635: bar = 0.88; break; case 636: bar = 0.88; break; case 637: bar = 0.88; break; case 638: bar = 0.88; break; case 639: bar = 0.87; break; case 640: bar = 0.87; break; case 641: bar = 0.87; break; case 642: bar = 0.87; break; case 643: bar = 0.86; break; case 644: bar = 0.86; break; case 645: bar = 0.86; break; case 646: bar = 0.86; break; case 647: bar = 0.85; break; case 648: bar = 0.85; break; case 649: bar = 0.85; break; case 650: bar = 0.85; break; case 651: bar = 0.84; break; case 652: bar = 0.84; break; case 653: bar = 0.84; break; case 654: bar = 0.84; break; case 655: bar = 0.84; break; case 656: bar = 0.83; break; case 657: bar = 0.83; break; case 658: bar = 0.83; break; case 659: bar = 0.83; break; case 660: bar = 0.82; break; case 661: bar = 0.82; break; case 662: bar = 0.82; break; case 663: bar = 0.82; break; case 664: bar = 0.81; break; case 665: bar = 0.81; break; case 666: bar = 0.81; break; case 667: bar = 0.81; break; case 668: bar = 0.81; break; case 669: bar = 0.8; break; case 670: bar = 0.8; break; case 671: bar = 0.8; break; case 672: bar = 0.8; break; case 673: bar = 0.79; break; case 674: bar = 0.79; break; case 675: bar = 0.79; break; case 676: bar = 0.79; break; case 677: bar = 0.78; break; case 678: bar = 0.78; break; case 679: bar = 0.78; break; case 680: bar = 0.78; break; case 681: bar = 0.78; break; case 682: bar = 0.77; break; case 683: bar = 0.77; break; case 684: bar = 0.77; break; case 685: bar = 0.77; break; case 686: bar = 0.77; break; case 687: bar = 0.76; break; case 688: bar = 0.76; break; case 689: bar = 0.76; break; case 690: bar = 0.76; break; case 691: bar = 0.75; break; case 692: bar = 0.75; break; case 693: bar = 0.75; break; case 694: bar = 0.75; break; case 695: bar = 0.75; break; case 696: bar = 0.74; break; case 697: bar = 0.74; break; case 698: bar = 0.74; break; case 699: bar = 0.74; break; case 700: bar = 0.74; break; case 701: bar = 0.73; break; case 702: bar = 0.73; break; case 703: bar = 0.73; break; case 704: bar = 0.73; break; case 705: bar = 0.72; break; case 706: bar = 0.72; break; case 707: bar = 0.72; break; case 708: bar = 0.72; break; case 709: bar = 0.72; break; case 710: bar = 0.71; break; case 711: bar = 0.71; break; case 712: bar = 0.71; break; case 713: bar = 0.71; break; case 714: bar = 0.71; break; case 715: bar = 0.7; break; case 716: bar = 0.7; break; case 717: bar = 0.7; break; case 718: bar = 0.7; break; case 719: bar = 0.7; break; case 720: bar = 0.69; break; case 721: bar = 0.69; break; case 722: bar = 0.69; break; case 723: bar = 0.69; break; case 724: bar = 0.69; break; case 725: bar = 0.68; break; case 726: bar = 0.68; break; case 727: bar = 0.68; break; case 728: bar = 0.68; break; case 729: bar = 0.68; break; case 730: bar = 0.67; break; case 731: bar = 0.67; break; case 732: bar = 0.67; break; case 733: bar = 0.67; break; case 734: bar = 0.67; break; case 735: bar = 0.67; break; case 736: bar = 0.66; break; case 737: bar = 0.66; break; case 738: bar = 0.66; break; case 739: bar = 0.66; break; case 740: bar = 0.66; break; case 741: bar = 0.65; break; case 742: bar = 0.65; break; case 743: bar = 0.65; break; case 744: bar = 0.65; break; case 745: bar = 0.65; break; case 746: bar = 0.64; break; case 747: bar = 0.64; break; case 748: bar = 0.64; break; case 749: bar = 0.64; break; case 750: bar = 0.64; break; case 751: bar = 0.64; break; case 752: bar = 0.63; break; case 753: bar = 0.63; break; case 754: bar = 0.63; break; case 755: bar = 0.63; break; case 756: bar = 0.63; break; case 757: bar = 0.62; break; case 758: bar = 0.62; break; case 759: bar = 0.62; break; case 760: bar = 0.62; break; case 761: bar = 0.62; break; case 762: bar = 0.61; break; case 763: bar = 0.61; break; case 764: bar = 0.61; break; case 765: bar = 0.61; break; case 766: bar = 0.61; break; case 767: bar = 0.61; break; case 768: bar = 0.6; break; case 769: bar = 0.6; break; case 770: bar = 0.6; break; case 771: bar = 0.6; break; case 772: bar = 0.6; break; case 773: bar = 0.6; break; case 774: bar = 0.59; break; case 775: bar = 0.59; break; case 776: bar = 0.59; break; case 777: bar = 0.59; break; case 778: bar = 0.59; break; case 779: bar = 0.59; break; case 780: bar = 0.58; break; case 781: bar = 0.58; break; case 782: bar = 0.58; break; case 783: bar = 0.58; break; case 784: bar = 0.58; break; case 785: bar = 0.57; break; case 786: bar = 0.57; break; case 787: bar = 0.57; break; case 788: bar = 0.57; break; case 789: bar = 0.57; break; case 790: bar = 0.57; break; case 791: bar = 0.56; break; case 792: bar = 0.56; break; case 793: bar = 0.56; break; case 794: bar = 0.56; break; case 795: bar = 0.56; break; case 796: bar = 0.56; break; case 797: bar = 0.55; break; case 798: bar = 0.55; break; case 799: bar = 0.55; break; case 800: bar = 0.55; break; case 801: bar = 0.55; break; case 802: bar = 0.55; break; case 803: bar = 0.54; break; case 804: bar = 0.54; break; case 805: bar = 0.54; break; case 806: bar = 0.54; break; case 807: bar = 0.54; break; case 808: bar = 0.54; break; case 809: bar = 0.53; break; case 810: bar = 0.53; break; case 811: bar = 0.53; break; case 812: bar = 0.53; break; case 813: bar = 0.53; break; case 814: bar = 0.53; break; case 815: bar = 0.53; break; case 816: bar = 0.52; break; case 817: bar = 0.52; break; case 818: bar = 0.52; break; case 819: bar = 0.52; break; case 820: bar = 0.52; break; case 821: bar = 0.52; break; case 822: bar = 0.51; break; case 823: bar = 0.51; break; case 824: bar = 0.51; break; case 825: bar = 0.51; break; case 826: bar = 0.51; break; case 827: bar = 0.51; break; case 828: bar = 0.5; break; case 829: bar = 0.5; break; case 830: bar = 0.5; break; case 831: bar = 0.5; break; case 832: bar = 0.5; break; case 833: bar = 0.5; break; case 834: bar = 0.5; break; case 835: bar = 0.49; break; case 836: bar = 0.49; break; case 837: bar = 0.49; break; case 838: bar = 0.49; break; case 839: bar = 0.49; break; case 840: bar = 0.49; break; case 841: bar = 0.48; break; case 842: bar = 0.48; break; case 843: bar = 0.48; break; case 844: bar = 0.48; break; case 845: bar = 0.48; break; case 846: bar = 0.48; break; case 847: bar = 0.48; break; case 848: bar = 0.47; break; case 849: bar = 0.47; break; case 850: bar = 0.47; break; case 851: bar = 0.47; break; case 852: bar = 0.47; break; case 853: bar = 0.47; break; case 854: bar = 0.47; break; case 855: bar = 0.46; break; case 856: bar = 0.46; break; case 857: bar = 0.46; break; case 858: bar = 0.46; break; case 859: bar = 0.46; break; case 860: bar = 0.46; break; case 861: bar = 0.46; break; case 862: bar = 0.45; break; case 863: bar = 0.45; break; case 864: bar = 0.45; break; case 865: bar = 0.45; break; case 866: bar = 0.45; break; case 867: bar = 0.45; break; case 868: bar = 0.45; break; case 869: bar = 0.44; break; case 870: bar = 0.44; break; case 871: bar = 0.44; break; case 872: bar = 0.44; break; case 873: bar = 0.44; break; case 874: bar = 0.44; break; case 875: bar = 0.44; break; case 876: bar = 0.43; break; case 877: bar = 0.43; break; case 878: bar = 0.43; break; case 879: bar = 0.43; break; case 880: bar = 0.43; break; case 881: bar = 0.43; break; case 882: bar = 0.43; break; case 883: bar = 0.42; break; case 884: bar = 0.42; break; case 885: bar = 0.42; break; case 886: bar = 0.42; break; case 887: bar = 0.42; break; case 888: bar = 0.42; break; case 889: bar = 0.42; break; case 890: bar = 0.41; break; case 891: bar = 0.41; break; case 892: bar = 0.41; break; case 893: bar = 0.41; break; case 894: bar = 0.41; break; case 895: bar = 0.41; break; case 896: bar = 0.41; break; case 897: bar = 0.41; break; case 898: bar = 0.4; break; case 899: bar = 0.4; break; case 900: bar = 0.4; break; case 901: bar = 0.4; break; case 902: bar = 0.4; break; case 903: bar = 0.4; break; case 904: bar = 0.4; break; case 905: bar = 0.39; break; case 906: bar = 0.39; break; case 907: bar = 0.39; break; case 908: bar = 0.39; break; case 909: bar = 0.39; break; case 910: bar = 0.39; break; case 911: bar = 0.39; break; case 912: bar = 0.39; break; case 913: bar = 0.38; break; case 914: bar = 0.38; break; case 915: bar = 0.38; break; case 916: bar = 0.38; break; case 917: bar = 0.38; break; case 918: bar = 0.38; break; case 919: bar = 0.38; break; case 920: bar = 0.38; break; case 921: bar = 0.37; break; case 922: bar = 0.37; break; case 923: bar = 0.37; break; case 924: bar = 0.37; break; case 925: bar = 0.37; break; case 926: bar = 0.37; break; case 927: bar = 0.37; break; case 928: bar = 0.37; break; case 929: bar = 0.36; break; case 930: bar = 0.36; break; case 931: bar = 0.36; break; case 932: bar = 0.36; break; case 933: bar = 0.36; break; case 934: bar = 0.36; break; case 935: bar = 0.36; break; case 936: bar = 0.36; break; case 937: bar = 0.35; break; case 938: bar = 0.35; break; case 939: bar = 0.35; break; case 940: bar = 0.35; break; case 941: bar = 0.35; break; case 942: bar = 0.35; break; case 943: bar = 0.35; break; case 944: bar = 0.35; break; case 945: bar = 0.34; break; case 946: bar = 0.34; break; case 947: bar = 0.34; break; case 948: bar = 0.34; break; case 949: bar = 0.34; break; case 950: bar = 0.34; break; case 951: bar = 0.34; break; case 952: bar = 0.34; break; case 953: bar = 0.33; break; case 954: bar = 0.33; break; case 955: bar = 0.33; break; case 956: bar = 0.33; break; case 957: bar = 0.33; break; case 958: bar = 0.33; break; case 959: bar = 0.33; break; case 960: bar = 0.33; break; case 961: bar = 0.32; break; case 962: bar = 0.32; break; case 963: bar = 0.32; break; case 964: bar = 0.32; break; case 965: bar = 0.32; break; case 966: bar = 0.32; break; case 967: bar = 0.32; break; case 968: bar = 0.32; break; case 969: bar = 0.32; break; case 970: bar = 0.31; break; case 971: bar = 0.31; break; case 972: bar = 0.31; break; case 973: bar = 0.31; break; case 974: bar = 0.31; break; case 975: bar = 0.31; break; case 976: bar = 0.31; break; case 977: bar = 0.31; break; case 978: bar = 0.3; break; case 979: bar = 0.3; break; case 980: bar = 0.3; break; case 981: bar = 0.3; break; case 982: bar = 0.3; break; case 983: bar = 0.3; break; case 984: bar = 0.3; break; case 985: bar = 0.3; break; case 986: bar = 0.3; break; case 987: bar = 0.29; break; case 988: bar = 0.29; break; case 989: bar = 0.29; break; case 990: bar = 0.29; break; case 991: bar = 0.29; break; case 992: bar = 0.29; break; case 993: bar = 0.29; break; case 994: bar = 0.29; break; case 995: bar = 0.29; break; case 996: bar = 0.28; break; case 997: bar = 0.28; break; case 998: bar = 0.28; break; case 999: bar = 0.28; break; case 1000: bar = 0.28; break; case 1001: bar = 0.28; break; case 1002: bar = 0.28; break; case 1003: bar = 0.28; break; case 1004: bar = 0.28; break; case 1005: bar = 0.27; break; case 1006: bar = 0.27; break; case 1007: bar = 0.27; break; case 1008: bar = 0.27; break; case 1009: bar = 0.27; break; case 1010: bar = 0.27; break; case 1011: bar = 0.27; break; case 1012: bar = 0.27; break; case 1013: bar = 0.27; break; case 1014: bar = 0.26; break; case 1015: bar = 0.26; break; case 1016: bar = 0.26; break; case 1017: bar = 0.26; break; case 1018: bar = 0.26; break; case 1019: bar = 0.26; break; case 1020: bar = 0.26; break; case 1021: bar = 0.26; break; case 1022: bar = 0.26; break; case 1023: bar = 0.26; break; case 1024: bar = 0.25; break;
case 93: bar = 8.04; break; | case 93: bar = 8.04; break; case 94: bar = 7.96; break; case 95: bar = 7.89; break; case 96: bar = 7.81; break; case 97: bar = 7.74; break; case 98: bar = 7.67; break; case 99: bar = 7.6; break; case 100: bar = 7.53; break; case 101: bar = 7.46; break; case 102: bar = 7.4; break; case 103: bar = 7.33; break; case 104: bar = 7.27; break; case 105: bar = 7.2; break; case 106: bar = 7.14; break; case 107: bar = 7.08; break; case 108: bar = 7.02; break; case 109: bar = 6.96; break; case 110: bar = 6.9; break; case 111: bar = 6.85; break; case 112: bar = 6.79; break; case 113: bar = 6.74; break; case 114: bar = 6.68; break; case 115: bar = 6.63; break; case 116: bar = 6.57; break; case 117: bar = 6.52; break; case 118: bar = 6.47; break; case 119: bar = 6.42; break; case 120: bar = 6.37; break; case 121: bar = 6.32; break; case 122: bar = 6.27; break; case 123: bar = 6.23; break; case 124: bar = 6.18; break; case 125: bar = 6.13; break; case 126: bar = 6.09; break; case 127: bar = 6.04; break; case 128: bar = 6; break; case 129: bar = 5.95; break; case 130: bar = 5.91; break; case 131: bar = 5.87; break; case 132: bar = 5.83; break; case 133: bar = 5.79; break; case 134: bar = 5.75; break; case 135: bar = 5.71; break; case 136: bar = 5.67; break; case 137: bar = 5.63; break; case 138: bar = 5.59; break; case 139: bar = 5.55; break; case 140: bar = 5.51; break; case 141: bar = 5.47; break; case 142: bar = 5.44; break; case 143: bar = 5.4; break; case 144: bar = 5.37; break; case 145: bar = 5.33; break; case 146: bar = 5.3; break; case 147: bar = 5.26; break; case 148: bar = 5.23; break; case 149: bar = 5.19; break; case 150: bar = 5.16; break; case 151: bar = 5.13; break; case 152: bar = 5.09; break; case 153: bar = 5.06; break; case 154: bar = 5.03; break; case 155: bar = 5; break; case 156: bar = 4.97; break; case 157: bar = 4.94; break; case 158: bar = 4.91; break; case 159: bar = 4.88; break; case 160: bar = 4.85; break; case 161: bar = 4.82; break; case 162: bar = 4.79; break; case 163: bar = 4.76; break; case 164: bar = 4.73; break; case 165: bar = 4.7; break; case 166: bar = 4.68; break; case 167: bar = 4.65; break; case 168: bar = 4.62; break; case 169: bar = 4.59; break; case 170: bar = 4.57; break; case 171: bar = 4.54; break; case 172: bar = 4.52; break; case 173: bar = 4.49; break; case 174: bar = 4.46; break; case 175: bar = 4.44; break; case 176: bar = 4.41; break; case 177: bar = 4.39; break; case 178: bar = 4.36; break; case 179: bar = 4.34; break; case 180: bar = 4.32; break; case 181: bar = 4.29; break; case 182: bar = 4.27; break; case 183: bar = 4.25; break; case 184: bar = 4.22; break; case 185: bar = 4.2; break; case 186: bar = 4.18; break; case 187: bar = 4.15; break; case 188: bar = 4.13; break; case 189: bar = 4.11; break; case 190: bar = 4.09; break; case 191: bar = 4.07; break; case 192: bar = 4.05; break; case 193: bar = 4.02; break; case 194: bar = 4; break; case 195: bar = 3.98; break; case 196: bar = 3.96; break; case 197: bar = 3.94; break; case 198: bar = 3.92; break; case 199: bar = 3.9; break; case 200: bar = 3.88; break; case 201: bar = 3.86; break; case 202: bar = 3.84; break; case 203: bar = 3.82; break; case 204: bar = 3.8; break; case 205: bar = 3.78; break; case 206: bar = 3.77; break; case 207: bar = 3.75; break; case 208: bar = 3.73; break; case 209: bar = 3.71; break; case 210: bar = 3.69; break; case 211: bar = 3.67; break; case 212: bar = 3.66; break; case 213: bar = 3.64; break; case 214: bar = 3.62; break; case 215: bar = 3.6; break; case 216: bar = 3.59; break; case 217: bar = 3.57; break; case 218: bar = 3.55; break; case 219: bar = 3.53; break; case 220: bar = 3.52; break; case 221: bar = 3.5; break; case 222: bar = 3.48; break; case 223: bar = 3.47; break; case 224: bar = 3.45; break; case 225: bar = 3.44; break; case 226: bar = 3.42; break; case 227: bar = 3.4; break; case 228: bar = 3.39; break; case 229: bar = 3.37; break; case 230: bar = 3.36; break; case 231: bar = 3.34; break; case 232: bar = 3.33; break; case 233: bar = 3.31; break; case 234: bar = 3.3; break; case 235: bar = 3.28; break; case 236: bar = 3.27; break; case 237: bar = 3.25; break; case 238: bar = 3.24; break; case 239: bar = 3.22; break; case 240: bar = 3.21; break; case 241: bar = 3.19; break; case 242: bar = 3.18; break; case 243: bar = 3.17; break; case 244: bar = 3.15; break; case 245: bar = 3.14; break; case 246: bar = 3.12; break; case 247: bar = 3.11; break; case 248: bar = 3.1; break; case 249: bar = 3.08; break; case 250: bar = 3.07; break; case 251: bar = 3.06; break; case 252: bar = 3.04; break; case 253: bar = 3.03; break; case 254: bar = 3.02; break; case 255: bar = 3.01; break; case 256: bar = 2.99; break; case 257: bar = 2.98; break; case 258: bar = 2.97; break; case 259: bar = 2.96; break; case 260: bar = 2.94; break; case 261: bar = 2.93; break; case 262: bar = 2.92; break; case 263: bar = 2.91; break; case 264: bar = 2.89; break; case 265: bar = 2.88; break; case 266: bar = 2.87; break; case 267: bar = 2.86; break; case 268: bar = 2.85; break; case 269: bar = 2.83; break; case 270: bar = 2.82; break; case 271: bar = 2.81; break; case 272: bar = 2.8; break; case 273: bar = 2.79; break; case 274: bar = 2.78; break; case 275: bar = 2.77; break; case 276: bar = 2.76; break; case 277: bar = 2.74; break; case 278: bar = 2.73; break; case 279: bar = 2.72; break; case 280: bar = 2.71; break; case 281: bar = 2.7; break; case 282: bar = 2.69; break; case 283: bar = 2.68; break; case 284: bar = 2.67; break; case 285: bar = 2.66; break; case 286: bar = 2.65; break; case 287: bar = 2.64; break; case 288: bar = 2.63; break; case 289: bar = 2.62; break; case 290: bar = 2.61; break; case 291: bar = 2.6; break; case 292: bar = 2.59; break; case 293: bar = 2.58; break; case 294: bar = 2.57; break; case 295: bar = 2.56; break; case 296: bar = 2.55; break; case 297: bar = 2.54; break; case 298: bar = 2.53; break; case 299: bar = 2.52; break; case 300: bar = 2.51; break; case 301: bar = 2.5; break; case 302: bar = 2.49; break; case 303: bar = 2.48; break; case 304: bar = 2.47; break; case 305: bar = 2.46; break; case 306: bar = 2.45; break; case 307: bar = 2.44; break; case 308: bar = 2.43; break; case 309: bar = 2.42; break; case 310: bar = 2.41; break; case 311: bar = 2.41; break; case 312: bar = 2.4; break; case 313: bar = 2.39; break; case 314: bar = 2.38; break; case 315: bar = 2.37; break; case 316: bar = 2.36; break; case 317: bar = 2.35; break; case 318: bar = 2.34; break; case 319: bar = 2.34; break; case 320: bar = 2.33; break; case 321: bar = 2.32; break; case 322: bar = 2.31; break; case 323: bar = 2.3; break; case 324: bar = 2.29; break; case 325: bar = 2.28; break; case 326: bar = 2.28; break; case 327: bar = 2.27; break; case 328: bar = 2.26; break; case 329: bar = 2.25; break; case 330: bar = 2.24; break; case 331: bar = 2.24; break; case 332: bar = 2.23; break; case 333: bar = 2.22; break; case 334: bar = 2.21; break; case 335: bar = 2.2; break; case 336: bar = 2.2; break; case 337: bar = 2.19; break; case 338: bar = 2.18; break; case 339: bar = 2.17; break; case 340: bar = 2.17; break; case 341: bar = 2.16; break; case 342: bar = 2.15; break; case 343: bar = 2.14; break; case 344: bar = 2.13; break; case 345: bar = 2.13; break; case 346: bar = 2.12; break; case 347: bar = 2.11; break; case 348: bar = 2.11; break; case 349: bar = 2.1; break; case 350: bar = 2.09; break; case 351: bar = 2.08; break; case 352: bar = 2.08; break; case 353: bar = 2.07; break; case 354: bar = 2.06; break; case 355: bar = 2.05; break; case 356: bar = 2.05; break; case 357: bar = 2.04; break; case 358: bar = 2.03; break; case 359: bar = 2.03; break; case 360: bar = 2.02; break; case 361: bar = 2.01; break; case 362: bar = 2.01; break; case 363: bar = 2; break; case 364: bar = 1.99; break; case 365: bar = 1.99; break; case 366: bar = 1.98; break; case 367: bar = 1.97; break; case 368: bar = 1.97; break; case 369: bar = 1.96; break; case 370: bar = 1.95; break; case 371: bar = 1.95; break; case 372: bar = 1.94; break; case 373: bar = 1.93; break; case 374: bar = 1.93; break; case 375: bar = 1.92; break; case 376: bar = 1.91; break; case 377: bar = 1.91; break; case 378: bar = 1.9; break; case 379: bar = 1.89; break; case 380: bar = 1.89; break; case 381: bar = 1.88; break; case 382: bar = 1.88; break; case 383: bar = 1.87; break; case 384: bar = 1.86; break; case 385: bar = 1.86; break; case 386: bar = 1.85; break; case 387: bar = 1.85; break; case 388: bar = 1.84; break; case 389: bar = 1.83; break; case 390: bar = 1.83; break; case 391: bar = 1.82; break; case 392: bar = 1.82; break; case 393: bar = 1.81; break; case 394: bar = 1.8; break; case 395: bar = 1.8; break; case 396: bar = 1.79; break; case 397: bar = 1.79; break; case 398: bar = 1.78; break; case 399: bar = 1.77; break; case 400: bar = 1.77; break; case 401: bar = 1.76; break; case 402: bar = 1.76; break; case 403: bar = 1.75; break; case 404: bar = 1.75; break; case 405: bar = 1.74; break; case 406: bar = 1.73; break; case 407: bar = 1.73; break; case 408: bar = 1.72; break; case 409: bar = 1.72; break; case 410: bar = 1.71; break; case 411: bar = 1.71; break; case 412: bar = 1.7; break; case 413: bar = 1.7; break; case 414: bar = 1.69; break; case 415: bar = 1.69; break; case 416: bar = 1.68; break; case 417: bar = 1.67; break; case 418: bar = 1.67; break; case 419: bar = 1.66; break; case 420: bar = 1.66; break; case 421: bar = 1.65; break; case 422: bar = 1.65; break; case 423: bar = 1.64; break; case 424: bar = 1.64; break; case 425: bar = 1.63; break; case 426: bar = 1.63; break; case 427: bar = 1.62; break; case 428: bar = 1.62; break; case 429: bar = 1.61; break; case 430: bar = 1.61; break; case 431: bar = 1.6; break; case 432: bar = 1.6; break; case 433: bar = 1.59; break; case 434: bar = 1.59; break; case 435: bar = 1.58; break; case 436: bar = 1.58; break; case 437: bar = 1.57; break; case 438: bar = 1.57; break; case 439: bar = 1.56; break; case 440: bar = 1.56; break; case 441: bar = 1.55; break; case 442: bar = 1.55; break; case 443: bar = 1.54; break; case 444: bar = 1.54; break; case 445: bar = 1.53; break; case 446: bar = 1.53; break; case 447: bar = 1.53; break; case 448: bar = 1.52; break; case 449: bar = 1.52; break; case 450: bar = 1.51; break; case 451: bar = 1.51; break; case 452: bar = 1.5; break; case 453: bar = 1.5; break; case 454: bar = 1.49; break; case 455: bar = 1.49; break; case 456: bar = 1.48; break; case 457: bar = 1.48; break; case 458: bar = 1.47; break; case 459: bar = 1.47; break; case 460: bar = 1.47; break; case 461: bar = 1.46; break; case 462: bar = 1.46; break; case 463: bar = 1.45; break; case 464: bar = 1.45; break; case 465: bar = 1.44; break; case 466: bar = 1.44; break; case 467: bar = 1.44; break; case 468: bar = 1.43; break; case 469: bar = 1.43; break; case 470: bar = 1.42; break; case 471: bar = 1.42; break; case 472: bar = 1.41; break; case 473: bar = 1.41; break; case 474: bar = 1.41; break; case 475: bar = 1.4; break; case 476: bar = 1.4; break; case 477: bar = 1.39; break; case 478: bar = 1.39; break; case 479: bar = 1.38; break; case 480: bar = 1.38; break; case 481: bar = 1.38; break; case 482: bar = 1.37; break; case 483: bar = 1.37; break; case 484: bar = 1.36; break; case 485: bar = 1.36; break; case 486: bar = 1.36; break; case 487: bar = 1.35; break; case 488: bar = 1.35; break; case 489: bar = 1.34; break; case 490: bar = 1.34; break; case 491: bar = 1.34; break; case 492: bar = 1.33; break; case 493: bar = 1.33; break; case 494: bar = 1.32; break; case 495: bar = 1.32; break; case 496: bar = 1.32; break; case 497: bar = 1.31; break; case 498: bar = 1.31; break; case 499: bar = 1.3; break; case 500: bar = 1.3; break; case 501: bar = 1.3; break; case 502: bar = 1.29; break; case 503: bar = 1.29; break; case 504: bar = 1.29; break; case 505: bar = 1.28; break; case 506: bar = 1.28; break; case 507: bar = 1.27; break; case 508: bar = 1.27; break; case 509: bar = 1.27; break; case 510: bar = 1.26; break; case 511: bar = 1.26; break; case 512: bar = 1.26; break; case 513: bar = 1.25; break; case 514: bar = 1.25; break; case 515: bar = 1.24; break; case 516: bar = 1.24; break; case 517: bar = 1.24; break; case 518: bar = 1.23; break; case 519: bar = 1.23; break; case 520: bar = 1.23; break; case 521: bar = 1.22; break; case 522: bar = 1.22; break; case 523: bar = 1.22; break; case 524: bar = 1.21; break; case 525: bar = 1.21; break; case 526: bar = 1.21; break; case 527: bar = 1.2; break; case 528: bar = 1.2; break; case 529: bar = 1.2; break; case 530: bar = 1.19; break; case 531: bar = 1.19; break; case 532: bar = 1.18; break; case 533: bar = 1.18; break; case 534: bar = 1.18; break; case 535: bar = 1.17; break; case 536: bar = 1.17; break; case 537: bar = 1.17; break; case 538: bar = 1.16; break; case 539: bar = 1.16; break; case 540: bar = 1.16; break; case 541: bar = 1.15; break; case 542: bar = 1.15; break; case 543: bar = 1.15; break; case 544: bar = 1.14; break; case 545: bar = 1.14; break; case 546: bar = 1.14; break; case 547: bar = 1.13; break; case 548: bar = 1.13; break; case 549: bar = 1.13; break; case 550: bar = 1.12; break; case 551: bar = 1.12; break; case 552: bar = 1.12; break; case 553: bar = 1.12; break; case 554: bar = 1.11; break; case 555: bar = 1.11; break; case 556: bar = 1.11; break; case 557: bar = 1.1; break; case 558: bar = 1.1; break; case 559: bar = 1.1; break; case 560: bar = 1.09; break; case 561: bar = 1.09; break; case 562: bar = 1.09; break; case 563: bar = 1.08; break; case 564: bar = 1.08; break; case 565: bar = 1.08; break; case 566: bar = 1.07; break; case 567: bar = 1.07; break; case 568: bar = 1.07; break; case 569: bar = 1.07; break; case 570: bar = 1.06; break; case 571: bar = 1.06; break; case 572: bar = 1.06; break; case 573: bar = 1.05; break; case 574: bar = 1.05; break; case 575: bar = 1.05; break; case 576: bar = 1.04; break; case 577: bar = 1.04; break; case 578: bar = 1.04; break; case 579: bar = 1.04; break; case 580: bar = 1.03; break; case 581: bar = 1.03; break; case 582: bar = 1.03; break; case 583: bar = 1.02; break; case 584: bar = 1.02; break; case 585: bar = 1.02; break; case 586: bar = 1.02; break; case 587: bar = 1.01; break; case 588: bar = 1.01; break; case 589: bar = 1.01; break; case 590: bar = 1; break; case 591: bar = 1; break; case 592: bar = 1; break; case 593: bar = 1; break; case 594: bar = 0.99; break; case 595: bar = 0.99; break; case 596: bar = 0.99; break; case 597: bar = 0.98; break; case 598: bar = 0.98; break; case 599: bar = 0.98; break; case 600: bar = 0.98; break; case 601: bar = 0.97; break; case 602: bar = 0.97; break; case 603: bar = 0.97; break; case 604: bar = 0.96; break; case 605: bar = 0.96; break; case 606: bar = 0.96; break; case 607: bar = 0.96; break; case 608: bar = 0.95; break; case 609: bar = 0.95; break; case 610: bar = 0.95; break; case 611: bar = 0.95; break; case 612: bar = 0.94; break; case 613: bar = 0.94; break; case 614: bar = 0.94; break; case 615: bar = 0.94; break; case 616: bar = 0.93; break; case 617: bar = 0.93; break; case 618: bar = 0.93; break; case 619: bar = 0.92; break; case 620: bar = 0.92; break; case 621: bar = 0.92; break; case 622: bar = 0.92; break; case 623: bar = 0.91; break; case 624: bar = 0.91; break; case 625: bar = 0.91; break; case 626: bar = 0.91; break; case 627: bar = 0.9; break; case 628: bar = 0.9; break; case 629: bar = 0.9; break; case 630: bar = 0.9; break; case 631: bar = 0.89; break; case 632: bar = 0.89; break; case 633: bar = 0.89; break; case 634: bar = 0.89; break; case 635: bar = 0.88; break; case 636: bar = 0.88; break; case 637: bar = 0.88; break; case 638: bar = 0.88; break; case 639: bar = 0.87; break; case 640: bar = 0.87; break; case 641: bar = 0.87; break; case 642: bar = 0.87; break; case 643: bar = 0.86; break; case 644: bar = 0.86; break; case 645: bar = 0.86; break; case 646: bar = 0.86; break; case 647: bar = 0.85; break; case 648: bar = 0.85; break; case 649: bar = 0.85; break; case 650: bar = 0.85; break; case 651: bar = 0.84; break; case 652: bar = 0.84; break; case 653: bar = 0.84; break; case 654: bar = 0.84; break; case 655: bar = 0.84; break; case 656: bar = 0.83; break; case 657: bar = 0.83; break; case 658: bar = 0.83; break; case 659: bar = 0.83; break; case 660: bar = 0.82; break; case 661: bar = 0.82; break; case 662: bar = 0.82; break; case 663: bar = 0.82; break; case 664: bar = 0.81; break; case 665: bar = 0.81; break; case 666: bar = 0.81; break; case 667: bar = 0.81; break; case 668: bar = 0.81; break; case 669: bar = 0.8; break; case 670: bar = 0.8; break; case 671: bar = 0.8; break; case 672: bar = 0.8; break; case 673: bar = 0.79; break; case 674: bar = 0.79; break; case 675: bar = 0.79; break; case 676: bar = 0.79; break; case 677: bar = 0.78; break; case 678: bar = 0.78; break; case 679: bar = 0.78; break; case 680: bar = 0.78; break; case 681: bar = 0.78; break; case 682: bar = 0.77; break; case 683: bar = 0.77; break; case 684: bar = 0.77; break; case 685: bar = 0.77; break; case 686: bar = 0.77; break; case 687: bar = 0.76; break; case 688: bar = 0.76; break; case 689: bar = 0.76; break; case 690: bar = 0.76; break; case 691: bar = 0.75; break; case 692: bar = 0.75; break; case 693: bar = 0.75; break; case 694: bar = 0.75; break; case 695: bar = 0.75; break; case 696: bar = 0.74; break; case 697: bar = 0.74; break; case 698: bar = 0.74; break; case 699: bar = 0.74; break; case 700: bar = 0.74; break; case 701: bar = 0.73; break; case 702: bar = 0.73; break; case 703: bar = 0.73; break; case 704: bar = 0.73; break; case 705: bar = 0.72; break; case 706: bar = 0.72; break; case 707: bar = 0.72; break; case 708: bar = 0.72; break; case 709: bar = 0.72; break; case 710: bar = 0.71; break; case 711: bar = 0.71; break; case 712: bar = 0.71; break; case 713: bar = 0.71; break; case 714: bar = 0.71; break; case 715: bar = 0.7; break; case 716: bar = 0.7; break; case 717: bar = 0.7; break; case 718: bar = 0.7; break; case 719: bar = 0.7; break; case 720: bar = 0.69; break; case 721: bar = 0.69; break; case 722: bar = 0.69; break; case 723: bar = 0.69; break; case 724: bar = 0.69; break; case 725: bar = 0.68; break; case 726: bar = 0.68; break; case 727: bar = 0.68; break; case 728: bar = 0.68; break; case 729: bar = 0.68; break; case 730: bar = 0.67; break; case 731: bar = 0.67; break; case 732: bar = 0.67; break; case 733: bar = 0.67; break; case 734: bar = 0.67; break; case 735: bar = 0.67; break; case 736: bar = 0.66; break; case 737: bar = 0.66; break; case 738: bar = 0.66; break; case 739: bar = 0.66; break; case 740: bar = 0.66; break; case 741: bar = 0.65; break; case 742: bar = 0.65; break; case 743: bar = 0.65; break; case 744: bar = 0.65; break; case 745: bar = 0.65; break; case 746: bar = 0.64; break; case 747: bar = 0.64; break; case 748: bar = 0.64; break; case 749: bar = 0.64; break; case 750: bar = 0.64; break; case 751: bar = 0.64; break; case 752: bar = 0.63; break; case 753: bar = 0.63; break; case 754: bar = 0.63; break; case 755: bar = 0.63; break; case 756: bar = 0.63; break; case 757: bar = 0.62; break; case 758: bar = 0.62; break; case 759: bar = 0.62; break; case 760: bar = 0.62; break; case 761: bar = 0.62; break; case 762: bar = 0.61; break; case 763: bar = 0.61; break; case 764: bar = 0.61; break; case 765: bar = 0.61; break; case 766: bar = 0.61; break; case 767: bar = 0.61; break; case 768: bar = 0.6; break; case 769: bar = 0.6; break; case 770: bar = 0.6; break; case 771: bar = 0.6; break; case 772: bar = 0.6; break; case 773: bar = 0.6; break; case 774: bar = 0.59; break; case 775: bar = 0.59; break; case 776: bar = 0.59; break; case 777: bar = 0.59; break; case 778: bar = 0.59; break; case 779: bar = 0.59; break; case 780: bar = 0.58; break; case 781: bar = 0.58; break; case 782: bar = 0.58; break; case 783: bar = 0.58; break; case 784: bar = 0.58; break; case 785: bar = 0.57; break; case 786: bar = 0.57; break; case 787: bar = 0.57; break; case 788: bar = 0.57; break; case 789: bar = 0.57; break; case 790: bar = 0.57; break; case 791: bar = 0.56; break; case 792: bar = 0.56; break; case 793: bar = 0.56; break; case 794: bar = 0.56; break; case 795: bar = 0.56; break; case 796: bar = 0.56; break; case 797: bar = 0.55; break; case 798: bar = 0.55; break; case 799: bar = 0.55; break; case 800: bar = 0.55; break; case 801: bar = 0.55; break; case 802: bar = 0.55; break; case 803: bar = 0.54; break; case 804: bar = 0.54; break; case 805: bar = 0.54; break; case 806: bar = 0.54; break; case 807: bar = 0.54; break; case 808: bar = 0.54; break; case 809: bar = 0.53; break; case 810: bar = 0.53; break; case 811: bar = 0.53; break; case 812: bar = 0.53; break; case 813: bar = 0.53; break; case 814: bar = 0.53; break; case 815: bar = 0.53; break; case 816: bar = 0.52; break; case 817: bar = 0.52; break; case 818: bar = 0.52; break; case 819: bar = 0.52; break; case 820: bar = 0.52; break; case 821: bar = 0.52; break; case 822: bar = 0.51; break; case 823: bar = 0.51; break; case 824: bar = 0.51; break; case 825: bar = 0.51; break; case 826: bar = 0.51; break; case 827: bar = 0.51; break; case 828: bar = 0.5; break; case 829: bar = 0.5; break; case 830: bar = 0.5; break; case 831: bar = 0.5; break; case 832: bar = 0.5; break; case 833: bar = 0.5; break; case 834: bar = 0.5; break; case 835: bar = 0.49; break; case 836: bar = 0.49; break; case 837: bar = 0.49; break; case 838: bar = 0.49; break; case 839: bar = 0.49; break; case 840: bar = 0.49; break; case 841: bar = 0.48; break; case 842: bar = 0.48; break; case 843: bar = 0.48; break; case 844: bar = 0.48; break; case 845: bar = 0.48; break; case 846: bar = 0.48; break; case 847: bar = 0.48; break; case 848: bar = 0.47; break; case 849: bar = 0.47; break; case 850: bar = 0.47; break; case 851: bar = 0.47; break; case 852: bar = 0.47; break; case 853: bar = 0.47; break; case 854: bar = 0.47; break; case 855: bar = 0.46; break; case 856: bar = 0.46; break; case 857: bar = 0.46; break; case 858: bar = 0.46; break; case 859: bar = 0.46; break; case 860: bar = 0.46; break; case 861: bar = 0.46; break; case 862: bar = 0.45; break; case 863: bar = 0.45; break; case 864: bar = 0.45; break; case 865: bar = 0.45; break; case 866: bar = 0.45; break; case 867: bar = 0.45; break; case 868: bar = 0.45; break; case 869: bar = 0.44; break; case 870: bar = 0.44; break; case 871: bar = 0.44; break; case 872: bar = 0.44; break; case 873: bar = 0.44; break; case 874: bar = 0.44; break; case 875: bar = 0.44; break; case 876: bar = 0.43; break; case 877: bar = 0.43; break; case 878: bar = 0.43; break; case 879: bar = 0.43; break; case 880: bar = 0.43; break; case 881: bar = 0.43; break; case 882: bar = 0.43; break; case 883: bar = 0.42; break; case 884: bar = 0.42; break; case 885: bar = 0.42; break; case 886: bar = 0.42; break; case 887: bar = 0.42; break; case 888: bar = 0.42; break; case 889: bar = 0.42; break; case 890: bar = 0.41; break; case 891: bar = 0.41; break; case 892: bar = 0.41; break; case 893: bar = 0.41; break; case 894: bar = 0.41; break; case 895: bar = 0.41; break; case 896: bar = 0.41; break; case 897: bar = 0.41; break; case 898: bar = 0.4; break; case 899: bar = 0.4; break; case 900: bar = 0.4; break; case 901: bar = 0.4; break; case 902: bar = 0.4; break; case 903: bar = 0.4; break; case 904: bar = 0.4; break; case 905: bar = 0.39; break; case 906: bar = 0.39; break; case 907: bar = 0.39; break; case 908: bar = 0.39; break; case 909: bar = 0.39; break; case 910: bar = 0.39; break; case 911: bar = 0.39; break; case 912: bar = 0.39; break; case 913: bar = 0.38; break; case 914: bar = 0.38; break; case 915: bar = 0.38; break; case 916: bar = 0.38; break; case 917: bar = 0.38; break; case 918: bar = 0.38; break; case 919: bar = 0.38; break; case 920: bar = 0.38; break; case 921: bar = 0.37; break; case 922: bar = 0.37; break; case 923: bar = 0.37; break; case 924: bar = 0.37; break; case 925: bar = 0.37; break; case 926: bar = 0.37; break; case 927: bar = 0.37; break; case 928: bar = 0.37; break; case 929: bar = 0.36; break; case 930: bar = 0.36; break; case 931: bar = 0.36; break; case 932: bar = 0.36; break; case 933: bar = 0.36; break; case 934: bar = 0.36; break; case 935: bar = 0.36; break; case 936: bar = 0.36; break; case 937: bar = 0.35; break; case 938: bar = 0.35; break; case 939: bar = 0.35; break; case 940: bar = 0.35; break; case 941: bar = 0.35; break; case 942: bar = 0.35; break; case 943: bar = 0.35; break; case 944: bar = 0.35; break; case 945: bar = 0.34; break; case 946: bar = 0.34; break; case 947: bar = 0.34; break; case 948: bar = 0.34; break; case 949: bar = 0.34; break; case 950: bar = 0.34; break; case 951: bar = 0.34; break; case 952: bar = 0.34; break; case 953: bar = 0.33; break; case 954: bar = 0.33; break; case 955: bar = 0.33; break; case 956: bar = 0.33; break; case 957: bar = 0.33; break; case 958: bar = 0.33; break; case 959: bar = 0.33; break; case 960: bar = 0.33; break; case 961: bar = 0.32; break; case 962: bar = 0.32; break; case 963: bar = 0.32; break; case 964: bar = 0.32; break; case 965: bar = 0.32; break; case 966: bar = 0.32; break; case 967: bar = 0.32; break; case 968: bar = 0.32; break; case 969: bar = 0.32; break; case 970: bar = 0.31; break; case 971: bar = 0.31; break; case 972: bar = 0.31; break; case 973: bar = 0.31; break; case 974: bar = 0.31; break; case 975: bar = 0.31; break; case 976: bar = 0.31; break; case 977: bar = 0.31; break; case 978: bar = 0.3; break; case 979: bar = 0.3; break; case 980: bar = 0.3; break; case 981: bar = 0.3; break; case 982: bar = 0.3; break; case 983: bar = 0.3; break; case 984: bar = 0.3; break; case 985: bar = 0.3; break; case 986: bar = 0.3; break; case 987: bar = 0.29; break; case 988: bar = 0.29; break; case 989: bar = 0.29; break; case 990: bar = 0.29; break; case 991: bar = 0.29; break; case 992: bar = 0.29; break; case 993: bar = 0.29; break; case 994: bar = 0.29; break; case 995: bar = 0.29; break; case 996: bar = 0.28; break; case 997: bar = 0.28; break; case 998: bar = 0.28; break; case 999: bar = 0.28; break; case 1000: bar = 0.28; break; case 1001: bar = 0.28; break; case 1002: bar = 0.28; break; case 1003: bar = 0.28; break; case 1004: bar = 0.28; break; case 1005: bar = 0.27; break; case 1006: bar = 0.27; break; case 1007: bar = 0.27; break; case 1008: bar = 0.27; break; case 1009: bar = 0.27; break; case 1010: bar = 0.27; break; case 1011: bar = 0.27; break; case 1012: bar = 0.27; break; case 1013: bar = 0.27; break; case 1014: bar = 0.26; break; case 1015: bar = 0.26; break; case 1016: bar = 0.26; break; case 1017: bar = 0.26; break; case 1018: bar = 0.26; break; case 1019: bar = 0.26; break; case 1020: bar = 0.26; break; case 1021: bar = 0.26; break; case 1022: bar = 0.26; break; case 1023: bar = 0.26; break; case 1024: bar = 0.25; break;
case 94: bar = 7.96; break; | case 94: bar = 7.96; break; case 95: bar = 7.89; break; case 96: bar = 7.81; break; case 97: bar = 7.74; break; case 98: bar = 7.67; break; case 99: bar = 7.6; break; case 100: bar = 7.53; break; case 101: bar = 7.46; break; case 102: bar = 7.4; break; case 103: bar = 7.33; break; case 104: bar = 7.27; break; case 105: bar = 7.2; break; case 106: bar = 7.14; break; case 107: bar = 7.08; break; case 108: bar = 7.02; break; case 109: bar = 6.96; break; case 110: bar = 6.9; break; case 111: bar = 6.85; break; case 112: bar = 6.79; break; case 113: bar = 6.74; break; case 114: bar = 6.68; break; case 115: bar = 6.63; break; case 116: bar = 6.57; break; case 117: bar = 6.52; break; case 118: bar = 6.47; break; case 119: bar = 6.42; break; case 120: bar = 6.37; break; case 121: bar = 6.32; break; case 122: bar = 6.27; break; case 123: bar = 6.23; break; case 124: bar = 6.18; break; case 125: bar = 6.13; break; case 126: bar = 6.09; break; case 127: bar = 6.04; break; case 128: bar = 6; break; case 129: bar = 5.95; break; case 130: bar = 5.91; break; case 131: bar = 5.87; break; case 132: bar = 5.83; break; case 133: bar = 5.79; break; case 134: bar = 5.75; break; case 135: bar = 5.71; break; case 136: bar = 5.67; break; case 137: bar = 5.63; break; case 138: bar = 5.59; break; case 139: bar = 5.55; break; case 140: bar = 5.51; break; case 141: bar = 5.47; break; case 142: bar = 5.44; break; case 143: bar = 5.4; break; case 144: bar = 5.37; break; case 145: bar = 5.33; break; case 146: bar = 5.3; break; case 147: bar = 5.26; break; case 148: bar = 5.23; break; case 149: bar = 5.19; break; case 150: bar = 5.16; break; case 151: bar = 5.13; break; case 152: bar = 5.09; break; case 153: bar = 5.06; break; case 154: bar = 5.03; break; case 155: bar = 5; break; case 156: bar = 4.97; break; case 157: bar = 4.94; break; case 158: bar = 4.91; break; case 159: bar = 4.88; break; case 160: bar = 4.85; break; case 161: bar = 4.82; break; case 162: bar = 4.79; break; case 163: bar = 4.76; break; case 164: bar = 4.73; break; case 165: bar = 4.7; break; case 166: bar = 4.68; break; case 167: bar = 4.65; break; case 168: bar = 4.62; break; case 169: bar = 4.59; break; case 170: bar = 4.57; break; case 171: bar = 4.54; break; case 172: bar = 4.52; break; case 173: bar = 4.49; break; case 174: bar = 4.46; break; case 175: bar = 4.44; break; case 176: bar = 4.41; break; case 177: bar = 4.39; break; case 178: bar = 4.36; break; case 179: bar = 4.34; break; case 180: bar = 4.32; break; case 181: bar = 4.29; break; case 182: bar = 4.27; break; case 183: bar = 4.25; break; case 184: bar = 4.22; break; case 185: bar = 4.2; break; case 186: bar = 4.18; break; case 187: bar = 4.15; break; case 188: bar = 4.13; break; case 189: bar = 4.11; break; case 190: bar = 4.09; break; case 191: bar = 4.07; break; case 192: bar = 4.05; break; case 193: bar = 4.02; break; case 194: bar = 4; break; case 195: bar = 3.98; break; case 196: bar = 3.96; break; case 197: bar = 3.94; break; case 198: bar = 3.92; break; case 199: bar = 3.9; break; case 200: bar = 3.88; break; case 201: bar = 3.86; break; case 202: bar = 3.84; break; case 203: bar = 3.82; break; case 204: bar = 3.8; break; case 205: bar = 3.78; break; case 206: bar = 3.77; break; case 207: bar = 3.75; break; case 208: bar = 3.73; break; case 209: bar = 3.71; break; case 210: bar = 3.69; break; case 211: bar = 3.67; break; case 212: bar = 3.66; break; case 213: bar = 3.64; break; case 214: bar = 3.62; break; case 215: bar = 3.6; break; case 216: bar = 3.59; break; case 217: bar = 3.57; break; case 218: bar = 3.55; break; case 219: bar = 3.53; break; case 220: bar = 3.52; break; case 221: bar = 3.5; break; case 222: bar = 3.48; break; case 223: bar = 3.47; break; case 224: bar = 3.45; break; case 225: bar = 3.44; break; case 226: bar = 3.42; break; case 227: bar = 3.4; break; case 228: bar = 3.39; break; case 229: bar = 3.37; break; case 230: bar = 3.36; break; case 231: bar = 3.34; break; case 232: bar = 3.33; break; case 233: bar = 3.31; break; case 234: bar = 3.3; break; case 235: bar = 3.28; break; case 236: bar = 3.27; break; case 237: bar = 3.25; break; case 238: bar = 3.24; break; case 239: bar = 3.22; break; case 240: bar = 3.21; break; case 241: bar = 3.19; break; case 242: bar = 3.18; break; case 243: bar = 3.17; break; case 244: bar = 3.15; break; case 245: bar = 3.14; break; case 246: bar = 3.12; break; case 247: bar = 3.11; break; case 248: bar = 3.1; break; case 249: bar = 3.08; break; case 250: bar = 3.07; break; case 251: bar = 3.06; break; case 252: bar = 3.04; break; case 253: bar = 3.03; break; case 254: bar = 3.02; break; case 255: bar = 3.01; break; case 256: bar = 2.99; break; case 257: bar = 2.98; break; case 258: bar = 2.97; break; case 259: bar = 2.96; break; case 260: bar = 2.94; break; case 261: bar = 2.93; break; case 262: bar = 2.92; break; case 263: bar = 2.91; break; case 264: bar = 2.89; break; case 265: bar = 2.88; break; case 266: bar = 2.87; break; case 267: bar = 2.86; break; case 268: bar = 2.85; break; case 269: bar = 2.83; break; case 270: bar = 2.82; break; case 271: bar = 2.81; break; case 272: bar = 2.8; break; case 273: bar = 2.79; break; case 274: bar = 2.78; break; case 275: bar = 2.77; break; case 276: bar = 2.76; break; case 277: bar = 2.74; break; case 278: bar = 2.73; break; case 279: bar = 2.72; break; case 280: bar = 2.71; break; case 281: bar = 2.7; break; case 282: bar = 2.69; break; case 283: bar = 2.68; break; case 284: bar = 2.67; break; case 285: bar = 2.66; break; case 286: bar = 2.65; break; case 287: bar = 2.64; break; case 288: bar = 2.63; break; case 289: bar = 2.62; break; case 290: bar = 2.61; break; case 291: bar = 2.6; break; case 292: bar = 2.59; break; case 293: bar = 2.58; break; case 294: bar = 2.57; break; case 295: bar = 2.56; break; case 296: bar = 2.55; break; case 297: bar = 2.54; break; case 298: bar = 2.53; break; case 299: bar = 2.52; break; case 300: bar = 2.51; break; case 301: bar = 2.5; break; case 302: bar = 2.49; break; case 303: bar = 2.48; break; case 304: bar = 2.47; break; case 305: bar = 2.46; break; case 306: bar = 2.45; break; case 307: bar = 2.44; break; case 308: bar = 2.43; break; case 309: bar = 2.42; break; case 310: bar = 2.41; break; case 311: bar = 2.41; break; case 312: bar = 2.4; break; case 313: bar = 2.39; break; case 314: bar = 2.38; break; case 315: bar = 2.37; break; case 316: bar = 2.36; break; case 317: bar = 2.35; break; case 318: bar = 2.34; break; case 319: bar = 2.34; break; case 320: bar = 2.33; break; case 321: bar = 2.32; break; case 322: bar = 2.31; break; case 323: bar = 2.3; break; case 324: bar = 2.29; break; case 325: bar = 2.28; break; case 326: bar = 2.28; break; case 327: bar = 2.27; break; case 328: bar = 2.26; break; case 329: bar = 2.25; break; case 330: bar = 2.24; break; case 331: bar = 2.24; break; case 332: bar = 2.23; break; case 333: bar = 2.22; break; case 334: bar = 2.21; break; case 335: bar = 2.2; break; case 336: bar = 2.2; break; case 337: bar = 2.19; break; case 338: bar = 2.18; break; case 339: bar = 2.17; break; case 340: bar = 2.17; break; case 341: bar = 2.16; break; case 342: bar = 2.15; break; case 343: bar = 2.14; break; case 344: bar = 2.13; break; case 345: bar = 2.13; break; case 346: bar = 2.12; break; case 347: bar = 2.11; break; case 348: bar = 2.11; break; case 349: bar = 2.1; break; case 350: bar = 2.09; break; case 351: bar = 2.08; break; case 352: bar = 2.08; break; case 353: bar = 2.07; break; case 354: bar = 2.06; break; case 355: bar = 2.05; break; case 356: bar = 2.05; break; case 357: bar = 2.04; break; case 358: bar = 2.03; break; case 359: bar = 2.03; break; case 360: bar = 2.02; break; case 361: bar = 2.01; break; case 362: bar = 2.01; break; case 363: bar = 2; break; case 364: bar = 1.99; break; case 365: bar = 1.99; break; case 366: bar = 1.98; break; case 367: bar = 1.97; break; case 368: bar = 1.97; break; case 369: bar = 1.96; break; case 370: bar = 1.95; break; case 371: bar = 1.95; break; case 372: bar = 1.94; break; case 373: bar = 1.93; break; case 374: bar = 1.93; break; case 375: bar = 1.92; break; case 376: bar = 1.91; break; case 377: bar = 1.91; break; case 378: bar = 1.9; break; case 379: bar = 1.89; break; case 380: bar = 1.89; break; case 381: bar = 1.88; break; case 382: bar = 1.88; break; case 383: bar = 1.87; break; case 384: bar = 1.86; break; case 385: bar = 1.86; break; case 386: bar = 1.85; break; case 387: bar = 1.85; break; case 388: bar = 1.84; break; case 389: bar = 1.83; break; case 390: bar = 1.83; break; case 391: bar = 1.82; break; case 392: bar = 1.82; break; case 393: bar = 1.81; break; case 394: bar = 1.8; break; case 395: bar = 1.8; break; case 396: bar = 1.79; break; case 397: bar = 1.79; break; case 398: bar = 1.78; break; case 399: bar = 1.77; break; case 400: bar = 1.77; break; case 401: bar = 1.76; break; case 402: bar = 1.76; break; case 403: bar = 1.75; break; case 404: bar = 1.75; break; case 405: bar = 1.74; break; case 406: bar = 1.73; break; case 407: bar = 1.73; break; case 408: bar = 1.72; break; case 409: bar = 1.72; break; case 410: bar = 1.71; break; case 411: bar = 1.71; break; case 412: bar = 1.7; break; case 413: bar = 1.7; break; case 414: bar = 1.69; break; case 415: bar = 1.69; break; case 416: bar = 1.68; break; case 417: bar = 1.67; break; case 418: bar = 1.67; break; case 419: bar = 1.66; break; case 420: bar = 1.66; break; case 421: bar = 1.65; break; case 422: bar = 1.65; break; case 423: bar = 1.64; break; case 424: bar = 1.64; break; case 425: bar = 1.63; break; case 426: bar = 1.63; break; case 427: bar = 1.62; break; case 428: bar = 1.62; break; case 429: bar = 1.61; break; case 430: bar = 1.61; break; case 431: bar = 1.6; break; case 432: bar = 1.6; break; case 433: bar = 1.59; break; case 434: bar = 1.59; break; case 435: bar = 1.58; break; case 436: bar = 1.58; break; case 437: bar = 1.57; break; case 438: bar = 1.57; break; case 439: bar = 1.56; break; case 440: bar = 1.56; break; case 441: bar = 1.55; break; case 442: bar = 1.55; break; case 443: bar = 1.54; break; case 444: bar = 1.54; break; case 445: bar = 1.53; break; case 446: bar = 1.53; break; case 447: bar = 1.53; break; case 448: bar = 1.52; break; case 449: bar = 1.52; break; case 450: bar = 1.51; break; case 451: bar = 1.51; break; case 452: bar = 1.5; break; case 453: bar = 1.5; break; case 454: bar = 1.49; break; case 455: bar = 1.49; break; case 456: bar = 1.48; break; case 457: bar = 1.48; break; case 458: bar = 1.47; break; case 459: bar = 1.47; break; case 460: bar = 1.47; break; case 461: bar = 1.46; break; case 462: bar = 1.46; break; case 463: bar = 1.45; break; case 464: bar = 1.45; break; case 465: bar = 1.44; break; case 466: bar = 1.44; break; case 467: bar = 1.44; break; case 468: bar = 1.43; break; case 469: bar = 1.43; break; case 470: bar = 1.42; break; case 471: bar = 1.42; break; case 472: bar = 1.41; break; case 473: bar = 1.41; break; case 474: bar = 1.41; break; case 475: bar = 1.4; break; case 476: bar = 1.4; break; case 477: bar = 1.39; break; case 478: bar = 1.39; break; case 479: bar = 1.38; break; case 480: bar = 1.38; break; case 481: bar = 1.38; break; case 482: bar = 1.37; break; case 483: bar = 1.37; break; case 484: bar = 1.36; break; case 485: bar = 1.36; break; case 486: bar = 1.36; break; case 487: bar = 1.35; break; case 488: bar = 1.35; break; case 489: bar = 1.34; break; case 490: bar = 1.34; break; case 491: bar = 1.34; break; case 492: bar = 1.33; break; case 493: bar = 1.33; break; case 494: bar = 1.32; break; case 495: bar = 1.32; break; case 496: bar = 1.32; break; case 497: bar = 1.31; break; case 498: bar = 1.31; break; case 499: bar = 1.3; break; case 500: bar = 1.3; break; case 501: bar = 1.3; break; case 502: bar = 1.29; break; case 503: bar = 1.29; break; case 504: bar = 1.29; break; case 505: bar = 1.28; break; case 506: bar = 1.28; break; case 507: bar = 1.27; break; case 508: bar = 1.27; break; case 509: bar = 1.27; break; case 510: bar = 1.26; break; case 511: bar = 1.26; break; case 512: bar = 1.26; break; case 513: bar = 1.25; break; case 514: bar = 1.25; break; case 515: bar = 1.24; break; case 516: bar = 1.24; break; case 517: bar = 1.24; break; case 518: bar = 1.23; break; case 519: bar = 1.23; break; case 520: bar = 1.23; break; case 521: bar = 1.22; break; case 522: bar = 1.22; break; case 523: bar = 1.22; break; case 524: bar = 1.21; break; case 525: bar = 1.21; break; case 526: bar = 1.21; break; case 527: bar = 1.2; break; case 528: bar = 1.2; break; case 529: bar = 1.2; break; case 530: bar = 1.19; break; case 531: bar = 1.19; break; case 532: bar = 1.18; break; case 533: bar = 1.18; break; case 534: bar = 1.18; break; case 535: bar = 1.17; break; case 536: bar = 1.17; break; case 537: bar = 1.17; break; case 538: bar = 1.16; break; case 539: bar = 1.16; break; case 540: bar = 1.16; break; case 541: bar = 1.15; break; case 542: bar = 1.15; break; case 543: bar = 1.15; break; case 544: bar = 1.14; break; case 545: bar = 1.14; break; case 546: bar = 1.14; break; case 547: bar = 1.13; break; case 548: bar = 1.13; break; case 549: bar = 1.13; break; case 550: bar = 1.12; break; case 551: bar = 1.12; break; case 552: bar = 1.12; break; case 553: bar = 1.12; break; case 554: bar = 1.11; break; case 555: bar = 1.11; break; case 556: bar = 1.11; break; case 557: bar = 1.1; break; case 558: bar = 1.1; break; case 559: bar = 1.1; break; case 560: bar = 1.09; break; case 561: bar = 1.09; break; case 562: bar = 1.09; break; case 563: bar = 1.08; break; case 564: bar = 1.08; break; case 565: bar = 1.08; break; case 566: bar = 1.07; break; case 567: bar = 1.07; break; case 568: bar = 1.07; break; case 569: bar = 1.07; break; case 570: bar = 1.06; break; case 571: bar = 1.06; break; case 572: bar = 1.06; break; case 573: bar = 1.05; break; case 574: bar = 1.05; break; case 575: bar = 1.05; break; case 576: bar = 1.04; break; case 577: bar = 1.04; break; case 578: bar = 1.04; break; case 579: bar = 1.04; break; case 580: bar = 1.03; break; case 581: bar = 1.03; break; case 582: bar = 1.03; break; case 583: bar = 1.02; break; case 584: bar = 1.02; break; case 585: bar = 1.02; break; case 586: bar = 1.02; break; case 587: bar = 1.01; break; case 588: bar = 1.01; break; case 589: bar = 1.01; break; case 590: bar = 1; break; case 591: bar = 1; break; case 592: bar = 1; break; case 593: bar = 1; break; case 594: bar = 0.99; break; case 595: bar = 0.99; break; case 596: bar = 0.99; break; case 597: bar = 0.98; break; case 598: bar = 0.98; break; case 599: bar = 0.98; break; case 600: bar = 0.98; break; case 601: bar = 0.97; break; case 602: bar = 0.97; break; case 603: bar = 0.97; break; case 604: bar = 0.96; break; case 605: bar = 0.96; break; case 606: bar = 0.96; break; case 607: bar = 0.96; break; case 608: bar = 0.95; break; case 609: bar = 0.95; break; case 610: bar = 0.95; break; case 611: bar = 0.95; break; case 612: bar = 0.94; break; case 613: bar = 0.94; break; case 614: bar = 0.94; break; case 615: bar = 0.94; break; case 616: bar = 0.93; break; case 617: bar = 0.93; break; case 618: bar = 0.93; break; case 619: bar = 0.92; break; case 620: bar = 0.92; break; case 621: bar = 0.92; break; case 622: bar = 0.92; break; case 623: bar = 0.91; break; case 624: bar = 0.91; break; case 625: bar = 0.91; break; case 626: bar = 0.91; break; case 627: bar = 0.9; break; case 628: bar = 0.9; break; case 629: bar = 0.9; break; case 630: bar = 0.9; break; case 631: bar = 0.89; break; case 632: bar = 0.89; break; case 633: bar = 0.89; break; case 634: bar = 0.89; break; case 635: bar = 0.88; break; case 636: bar = 0.88; break; case 637: bar = 0.88; break; case 638: bar = 0.88; break; case 639: bar = 0.87; break; case 640: bar = 0.87; break; case 641: bar = 0.87; break; case 642: bar = 0.87; break; case 643: bar = 0.86; break; case 644: bar = 0.86; break; case 645: bar = 0.86; break; case 646: bar = 0.86; break; case 647: bar = 0.85; break; case 648: bar = 0.85; break; case 649: bar = 0.85; break; case 650: bar = 0.85; break; case 651: bar = 0.84; break; case 652: bar = 0.84; break; case 653: bar = 0.84; break; case 654: bar = 0.84; break; case 655: bar = 0.84; break; case 656: bar = 0.83; break; case 657: bar = 0.83; break; case 658: bar = 0.83; break; case 659: bar = 0.83; break; case 660: bar = 0.82; break; case 661: bar = 0.82; break; case 662: bar = 0.82; break; case 663: bar = 0.82; break; case 664: bar = 0.81; break; case 665: bar = 0.81; break; case 666: bar = 0.81; break; case 667: bar = 0.81; break; case 668: bar = 0.81; break; case 669: bar = 0.8; break; case 670: bar = 0.8; break; case 671: bar = 0.8; break; case 672: bar = 0.8; break; case 673: bar = 0.79; break; case 674: bar = 0.79; break; case 675: bar = 0.79; break; case 676: bar = 0.79; break; case 677: bar = 0.78; break; case 678: bar = 0.78; break; case 679: bar = 0.78; break; case 680: bar = 0.78; break; case 681: bar = 0.78; break; case 682: bar = 0.77; break; case 683: bar = 0.77; break; case 684: bar = 0.77; break; case 685: bar = 0.77; break; case 686: bar = 0.77; break; case 687: bar = 0.76; break; case 688: bar = 0.76; break; case 689: bar = 0.76; break; case 690: bar = 0.76; break; case 691: bar = 0.75; break; case 692: bar = 0.75; break; case 693: bar = 0.75; break; case 694: bar = 0.75; break; case 695: bar = 0.75; break; case 696: bar = 0.74; break; case 697: bar = 0.74; break; case 698: bar = 0.74; break; case 699: bar = 0.74; break; case 700: bar = 0.74; break; case 701: bar = 0.73; break; case 702: bar = 0.73; break; case 703: bar = 0.73; break; case 704: bar = 0.73; break; case 705: bar = 0.72; break; case 706: bar = 0.72; break; case 707: bar = 0.72; break; case 708: bar = 0.72; break; case 709: bar = 0.72; break; case 710: bar = 0.71; break; case 711: bar = 0.71; break; case 712: bar = 0.71; break; case 713: bar = 0.71; break; case 714: bar = 0.71; break; case 715: bar = 0.7; break; case 716: bar = 0.7; break; case 717: bar = 0.7; break; case 718: bar = 0.7; break; case 719: bar = 0.7; break; case 720: bar = 0.69; break; case 721: bar = 0.69; break; case 722: bar = 0.69; break; case 723: bar = 0.69; break; case 724: bar = 0.69; break; case 725: bar = 0.68; break; case 726: bar = 0.68; break; case 727: bar = 0.68; break; case 728: bar = 0.68; break; case 729: bar = 0.68; break; case 730: bar = 0.67; break; case 731: bar = 0.67; break; case 732: bar = 0.67; break; case 733: bar = 0.67; break; case 734: bar = 0.67; break; case 735: bar = 0.67; break; case 736: bar = 0.66; break; case 737: bar = 0.66; break; case 738: bar = 0.66; break; case 739: bar = 0.66; break; case 740: bar = 0.66; break; case 741: bar = 0.65; break; case 742: bar = 0.65; break; case 743: bar = 0.65; break; case 744: bar = 0.65; break; case 745: bar = 0.65; break; case 746: bar = 0.64; break; case 747: bar = 0.64; break; case 748: bar = 0.64; break; case 749: bar = 0.64; break; case 750: bar = 0.64; break; case 751: bar = 0.64; break; case 752: bar = 0.63; break; case 753: bar = 0.63; break; case 754: bar = 0.63; break; case 755: bar = 0.63; break; case 756: bar = 0.63; break; case 757: bar = 0.62; break; case 758: bar = 0.62; break; case 759: bar = 0.62; break; case 760: bar = 0.62; break; case 761: bar = 0.62; break; case 762: bar = 0.61; break; case 763: bar = 0.61; break; case 764: bar = 0.61; break; case 765: bar = 0.61; break; case 766: bar = 0.61; break; case 767: bar = 0.61; break; case 768: bar = 0.6; break; case 769: bar = 0.6; break; case 770: bar = 0.6; break; case 771: bar = 0.6; break; case 772: bar = 0.6; break; case 773: bar = 0.6; break; case 774: bar = 0.59; break; case 775: bar = 0.59; break; case 776: bar = 0.59; break; case 777: bar = 0.59; break; case 778: bar = 0.59; break; case 779: bar = 0.59; break; case 780: bar = 0.58; break; case 781: bar = 0.58; break; case 782: bar = 0.58; break; case 783: bar = 0.58; break; case 784: bar = 0.58; break; case 785: bar = 0.57; break; case 786: bar = 0.57; break; case 787: bar = 0.57; break; case 788: bar = 0.57; break; case 789: bar = 0.57; break; case 790: bar = 0.57; break; case 791: bar = 0.56; break; case 792: bar = 0.56; break; case 793: bar = 0.56; break; case 794: bar = 0.56; break; case 795: bar = 0.56; break; case 796: bar = 0.56; break; case 797: bar = 0.55; break; case 798: bar = 0.55; break; case 799: bar = 0.55; break; case 800: bar = 0.55; break; case 801: bar = 0.55; break; case 802: bar = 0.55; break; case 803: bar = 0.54; break; case 804: bar = 0.54; break; case 805: bar = 0.54; break; case 806: bar = 0.54; break; case 807: bar = 0.54; break; case 808: bar = 0.54; break; case 809: bar = 0.53; break; case 810: bar = 0.53; break; case 811: bar = 0.53; break; case 812: bar = 0.53; break; case 813: bar = 0.53; break; case 814: bar = 0.53; break; case 815: bar = 0.53; break; case 816: bar = 0.52; break; case 817: bar = 0.52; break; case 818: bar = 0.52; break; case 819: bar = 0.52; break; case 820: bar = 0.52; break; case 821: bar = 0.52; break; case 822: bar = 0.51; break; case 823: bar = 0.51; break; case 824: bar = 0.51; break; case 825: bar = 0.51; break; case 826: bar = 0.51; break; case 827: bar = 0.51; break; case 828: bar = 0.5; break; case 829: bar = 0.5; break; case 830: bar = 0.5; break; case 831: bar = 0.5; break; case 832: bar = 0.5; break; case 833: bar = 0.5; break; case 834: bar = 0.5; break; case 835: bar = 0.49; break; case 836: bar = 0.49; break; case 837: bar = 0.49; break; case 838: bar = 0.49; break; case 839: bar = 0.49; break; case 840: bar = 0.49; break; case 841: bar = 0.48; break; case 842: bar = 0.48; break; case 843: bar = 0.48; break; case 844: bar = 0.48; break; case 845: bar = 0.48; break; case 846: bar = 0.48; break; case 847: bar = 0.48; break; case 848: bar = 0.47; break; case 849: bar = 0.47; break; case 850: bar = 0.47; break; case 851: bar = 0.47; break; case 852: bar = 0.47; break; case 853: bar = 0.47; break; case 854: bar = 0.47; break; case 855: bar = 0.46; break; case 856: bar = 0.46; break; case 857: bar = 0.46; break; case 858: bar = 0.46; break; case 859: bar = 0.46; break; case 860: bar = 0.46; break; case 861: bar = 0.46; break; case 862: bar = 0.45; break; case 863: bar = 0.45; break; case 864: bar = 0.45; break; case 865: bar = 0.45; break; case 866: bar = 0.45; break; case 867: bar = 0.45; break; case 868: bar = 0.45; break; case 869: bar = 0.44; break; case 870: bar = 0.44; break; case 871: bar = 0.44; break; case 872: bar = 0.44; break; case 873: bar = 0.44; break; case 874: bar = 0.44; break; case 875: bar = 0.44; break; case 876: bar = 0.43; break; case 877: bar = 0.43; break; case 878: bar = 0.43; break; case 879: bar = 0.43; break; case 880: bar = 0.43; break; case 881: bar = 0.43; break; case 882: bar = 0.43; break; case 883: bar = 0.42; break; case 884: bar = 0.42; break; case 885: bar = 0.42; break; case 886: bar = 0.42; break; case 887: bar = 0.42; break; case 888: bar = 0.42; break; case 889: bar = 0.42; break; case 890: bar = 0.41; break; case 891: bar = 0.41; break; case 892: bar = 0.41; break; case 893: bar = 0.41; break; case 894: bar = 0.41; break; case 895: bar = 0.41; break; case 896: bar = 0.41; break; case 897: bar = 0.41; break; case 898: bar = 0.4; break; case 899: bar = 0.4; break; case 900: bar = 0.4; break; case 901: bar = 0.4; break; case 902: bar = 0.4; break; case 903: bar = 0.4; break; case 904: bar = 0.4; break; case 905: bar = 0.39; break; case 906: bar = 0.39; break; case 907: bar = 0.39; break; case 908: bar = 0.39; break; case 909: bar = 0.39; break; case 910: bar = 0.39; break; case 911: bar = 0.39; break; case 912: bar = 0.39; break; case 913: bar = 0.38; break; case 914: bar = 0.38; break; case 915: bar = 0.38; break; case 916: bar = 0.38; break; case 917: bar = 0.38; break; case 918: bar = 0.38; break; case 919: bar = 0.38; break; case 920: bar = 0.38; break; case 921: bar = 0.37; break; case 922: bar = 0.37; break; case 923: bar = 0.37; break; case 924: bar = 0.37; break; case 925: bar = 0.37; break; case 926: bar = 0.37; break; case 927: bar = 0.37; break; case 928: bar = 0.37; break; case 929: bar = 0.36; break; case 930: bar = 0.36; break; case 931: bar = 0.36; break; case 932: bar = 0.36; break; case 933: bar = 0.36; break; case 934: bar = 0.36; break; case 935: bar = 0.36; break; case 936: bar = 0.36; break; case 937: bar = 0.35; break; case 938: bar = 0.35; break; case 939: bar = 0.35; break; case 940: bar = 0.35; break; case 941: bar = 0.35; break; case 942: bar = 0.35; break; case 943: bar = 0.35; break; case 944: bar = 0.35; break; case 945: bar = 0.34; break; case 946: bar = 0.34; break; case 947: bar = 0.34; break; case 948: bar = 0.34; break; case 949: bar = 0.34; break; case 950: bar = 0.34; break; case 951: bar = 0.34; break; case 952: bar = 0.34; break; case 953: bar = 0.33; break; case 954: bar = 0.33; break; case 955: bar = 0.33; break; case 956: bar = 0.33; break; case 957: bar = 0.33; break; case 958: bar = 0.33; break; case 959: bar = 0.33; break; case 960: bar = 0.33; break; case 961: bar = 0.32; break; case 962: bar = 0.32; break; case 963: bar = 0.32; break; case 964: bar = 0.32; break; case 965: bar = 0.32; break; case 966: bar = 0.32; break; case 967: bar = 0.32; break; case 968: bar = 0.32; break; case 969: bar = 0.32; break; case 970: bar = 0.31; break; case 971: bar = 0.31; break; case 972: bar = 0.31; break; case 973: bar = 0.31; break; case 974: bar = 0.31; break; case 975: bar = 0.31; break; case 976: bar = 0.31; break; case 977: bar = 0.31; break; case 978: bar = 0.3; break; case 979: bar = 0.3; break; case 980: bar = 0.3; break; case 981: bar = 0.3; break; case 982: bar = 0.3; break; case 983: bar = 0.3; break; case 984: bar = 0.3; break; case 985: bar = 0.3; break; case 986: bar = 0.3; break; case 987: bar = 0.29; break; case 988: bar = 0.29; break; case 989: bar = 0.29; break; case 990: bar = 0.29; break; case 991: bar = 0.29; break; case 992: bar = 0.29; break; case 993: bar = 0.29; break; case 994: bar = 0.29; break; case 995: bar = 0.29; break; case 996: bar = 0.28; break; case 997: bar = 0.28; break; case 998: bar = 0.28; break; case 999: bar = 0.28; break; case 1000: bar = 0.28; break; case 1001: bar = 0.28; break; case 1002: bar = 0.28; break; case 1003: bar = 0.28; break; case 1004: bar = 0.28; break; case 1005: bar = 0.27; break; case 1006: bar = 0.27; break; case 1007: bar = 0.27; break; case 1008: bar = 0.27; break; case 1009: bar = 0.27; break; case 1010: bar = 0.27; break; case 1011: bar = 0.27; break; case 1012: bar = 0.27; break; case 1013: bar = 0.27; break; case 1014: bar = 0.26; break; case 1015: bar = 0.26; break; case 1016: bar = 0.26; break; case 1017: bar = 0.26; break; case 1018: bar = 0.26; break; case 1019: bar = 0.26; break; case 1020: bar = 0.26; break; case 1021: bar = 0.26; break; case 1022: bar = 0.26; break; case 1023: bar = 0.26; break; case 1024: bar = 0.25; break;
case 95: bar = 7.89; break; | case 95: bar = 7.89; break; case 96: bar = 7.81; break; case 97: bar = 7.74; break; case 98: bar = 7.67; break; case 99: bar = 7.6; break; case 100: bar = 7.53; break; case 101: bar = 7.46; break; case 102: bar = 7.4; break; case 103: bar = 7.33; break; case 104: bar = 7.27; break; case 105: bar = 7.2; break; case 106: bar = 7.14; break; case 107: bar = 7.08; break; case 108: bar = 7.02; break; case 109: bar = 6.96; break; case 110: bar = 6.9; break; case 111: bar = 6.85; break; case 112: bar = 6.79; break; case 113: bar = 6.74; break; case 114: bar = 6.68; break; case 115: bar = 6.63; break; case 116: bar = 6.57; break; case 117: bar = 6.52; break; case 118: bar = 6.47; break; case 119: bar = 6.42; break; case 120: bar = 6.37; break; case 121: bar = 6.32; break; case 122: bar = 6.27; break; case 123: bar = 6.23; break; case 124: bar = 6.18; break; case 125: bar = 6.13; break; case 126: bar = 6.09; break; case 127: bar = 6.04; break; case 128: bar = 6; break; case 129: bar = 5.95; break; case 130: bar = 5.91; break; case 131: bar = 5.87; break; case 132: bar = 5.83; break; case 133: bar = 5.79; break; case 134: bar = 5.75; break; case 135: bar = 5.71; break; case 136: bar = 5.67; break; case 137: bar = 5.63; break; case 138: bar = 5.59; break; case 139: bar = 5.55; break; case 140: bar = 5.51; break; case 141: bar = 5.47; break; case 142: bar = 5.44; break; case 143: bar = 5.4; break; case 144: bar = 5.37; break; case 145: bar = 5.33; break; case 146: bar = 5.3; break; case 147: bar = 5.26; break; case 148: bar = 5.23; break; case 149: bar = 5.19; break; case 150: bar = 5.16; break; case 151: bar = 5.13; break; case 152: bar = 5.09; break; case 153: bar = 5.06; break; case 154: bar = 5.03; break; case 155: bar = 5; break; case 156: bar = 4.97; break; case 157: bar = 4.94; break; case 158: bar = 4.91; break; case 159: bar = 4.88; break; case 160: bar = 4.85; break; case 161: bar = 4.82; break; case 162: bar = 4.79; break; case 163: bar = 4.76; break; case 164: bar = 4.73; break; case 165: bar = 4.7; break; case 166: bar = 4.68; break; case 167: bar = 4.65; break; case 168: bar = 4.62; break; case 169: bar = 4.59; break; case 170: bar = 4.57; break; case 171: bar = 4.54; break; case 172: bar = 4.52; break; case 173: bar = 4.49; break; case 174: bar = 4.46; break; case 175: bar = 4.44; break; case 176: bar = 4.41; break; case 177: bar = 4.39; break; case 178: bar = 4.36; break; case 179: bar = 4.34; break; case 180: bar = 4.32; break; case 181: bar = 4.29; break; case 182: bar = 4.27; break; case 183: bar = 4.25; break; case 184: bar = 4.22; break; case 185: bar = 4.2; break; case 186: bar = 4.18; break; case 187: bar = 4.15; break; case 188: bar = 4.13; break; case 189: bar = 4.11; break; case 190: bar = 4.09; break; case 191: bar = 4.07; break; case 192: bar = 4.05; break; case 193: bar = 4.02; break; case 194: bar = 4; break; case 195: bar = 3.98; break; case 196: bar = 3.96; break; case 197: bar = 3.94; break; case 198: bar = 3.92; break; case 199: bar = 3.9; break; case 200: bar = 3.88; break; case 201: bar = 3.86; break; case 202: bar = 3.84; break; case 203: bar = 3.82; break; case 204: bar = 3.8; break; case 205: bar = 3.78; break; case 206: bar = 3.77; break; case 207: bar = 3.75; break; case 208: bar = 3.73; break; case 209: bar = 3.71; break; case 210: bar = 3.69; break; case 211: bar = 3.67; break; case 212: bar = 3.66; break; case 213: bar = 3.64; break; case 214: bar = 3.62; break; case 215: bar = 3.6; break; case 216: bar = 3.59; break; case 217: bar = 3.57; break; case 218: bar = 3.55; break; case 219: bar = 3.53; break; case 220: bar = 3.52; break; case 221: bar = 3.5; break; case 222: bar = 3.48; break; case 223: bar = 3.47; break; case 224: bar = 3.45; break; case 225: bar = 3.44; break; case 226: bar = 3.42; break; case 227: bar = 3.4; break; case 228: bar = 3.39; break; case 229: bar = 3.37; break; case 230: bar = 3.36; break; case 231: bar = 3.34; break; case 232: bar = 3.33; break; case 233: bar = 3.31; break; case 234: bar = 3.3; break; case 235: bar = 3.28; break; case 236: bar = 3.27; break; case 237: bar = 3.25; break; case 238: bar = 3.24; break; case 239: bar = 3.22; break; case 240: bar = 3.21; break; case 241: bar = 3.19; break; case 242: bar = 3.18; break; case 243: bar = 3.17; break; case 244: bar = 3.15; break; case 245: bar = 3.14; break; case 246: bar = 3.12; break; case 247: bar = 3.11; break; case 248: bar = 3.1; break; case 249: bar = 3.08; break; case 250: bar = 3.07; break; case 251: bar = 3.06; break; case 252: bar = 3.04; break; case 253: bar = 3.03; break; case 254: bar = 3.02; break; case 255: bar = 3.01; break; case 256: bar = 2.99; break; case 257: bar = 2.98; break; case 258: bar = 2.97; break; case 259: bar = 2.96; break; case 260: bar = 2.94; break; case 261: bar = 2.93; break; case 262: bar = 2.92; break; case 263: bar = 2.91; break; case 264: bar = 2.89; break; case 265: bar = 2.88; break; case 266: bar = 2.87; break; case 267: bar = 2.86; break; case 268: bar = 2.85; break; case 269: bar = 2.83; break; case 270: bar = 2.82; break; case 271: bar = 2.81; break; case 272: bar = 2.8; break; case 273: bar = 2.79; break; case 274: bar = 2.78; break; case 275: bar = 2.77; break; case 276: bar = 2.76; break; case 277: bar = 2.74; break; case 278: bar = 2.73; break; case 279: bar = 2.72; break; case 280: bar = 2.71; break; case 281: bar = 2.7; break; case 282: bar = 2.69; break; case 283: bar = 2.68; break; case 284: bar = 2.67; break; case 285: bar = 2.66; break; case 286: bar = 2.65; break; case 287: bar = 2.64; break; case 288: bar = 2.63; break; case 289: bar = 2.62; break; case 290: bar = 2.61; break; case 291: bar = 2.6; break; case 292: bar = 2.59; break; case 293: bar = 2.58; break; case 294: bar = 2.57; break; case 295: bar = 2.56; break; case 296: bar = 2.55; break; case 297: bar = 2.54; break; case 298: bar = 2.53; break; case 299: bar = 2.52; break; case 300: bar = 2.51; break; case 301: bar = 2.5; break; case 302: bar = 2.49; break; case 303: bar = 2.48; break; case 304: bar = 2.47; break; case 305: bar = 2.46; break; case 306: bar = 2.45; break; case 307: bar = 2.44; break; case 308: bar = 2.43; break; case 309: bar = 2.42; break; case 310: bar = 2.41; break; case 311: bar = 2.41; break; case 312: bar = 2.4; break; case 313: bar = 2.39; break; case 314: bar = 2.38; break; case 315: bar = 2.37; break; case 316: bar = 2.36; break; case 317: bar = 2.35; break; case 318: bar = 2.34; break; case 319: bar = 2.34; break; case 320: bar = 2.33; break; case 321: bar = 2.32; break; case 322: bar = 2.31; break; case 323: bar = 2.3; break; case 324: bar = 2.29; break; case 325: bar = 2.28; break; case 326: bar = 2.28; break; case 327: bar = 2.27; break; case 328: bar = 2.26; break; case 329: bar = 2.25; break; case 330: bar = 2.24; break; case 331: bar = 2.24; break; case 332: bar = 2.23; break; case 333: bar = 2.22; break; case 334: bar = 2.21; break; case 335: bar = 2.2; break; case 336: bar = 2.2; break; case 337: bar = 2.19; break; case 338: bar = 2.18; break; case 339: bar = 2.17; break; case 340: bar = 2.17; break; case 341: bar = 2.16; break; case 342: bar = 2.15; break; case 343: bar = 2.14; break; case 344: bar = 2.13; break; case 345: bar = 2.13; break; case 346: bar = 2.12; break; case 347: bar = 2.11; break; case 348: bar = 2.11; break; case 349: bar = 2.1; break; case 350: bar = 2.09; break; case 351: bar = 2.08; break; case 352: bar = 2.08; break; case 353: bar = 2.07; break; case 354: bar = 2.06; break; case 355: bar = 2.05; break; case 356: bar = 2.05; break; case 357: bar = 2.04; break; case 358: bar = 2.03; break; case 359: bar = 2.03; break; case 360: bar = 2.02; break; case 361: bar = 2.01; break; case 362: bar = 2.01; break; case 363: bar = 2; break; case 364: bar = 1.99; break; case 365: bar = 1.99; break; case 366: bar = 1.98; break; case 367: bar = 1.97; break; case 368: bar = 1.97; break; case 369: bar = 1.96; break; case 370: bar = 1.95; break; case 371: bar = 1.95; break; case 372: bar = 1.94; break; case 373: bar = 1.93; break; case 374: bar = 1.93; break; case 375: bar = 1.92; break; case 376: bar = 1.91; break; case 377: bar = 1.91; break; case 378: bar = 1.9; break; case 379: bar = 1.89; break; case 380: bar = 1.89; break; case 381: bar = 1.88; break; case 382: bar = 1.88; break; case 383: bar = 1.87; break; case 384: bar = 1.86; break; case 385: bar = 1.86; break; case 386: bar = 1.85; break; case 387: bar = 1.85; break; case 388: bar = 1.84; break; case 389: bar = 1.83; break; case 390: bar = 1.83; break; case 391: bar = 1.82; break; case 392: bar = 1.82; break; case 393: bar = 1.81; break; case 394: bar = 1.8; break; case 395: bar = 1.8; break; case 396: bar = 1.79; break; case 397: bar = 1.79; break; case 398: bar = 1.78; break; case 399: bar = 1.77; break; case 400: bar = 1.77; break; case 401: bar = 1.76; break; case 402: bar = 1.76; break; case 403: bar = 1.75; break; case 404: bar = 1.75; break; case 405: bar = 1.74; break; case 406: bar = 1.73; break; case 407: bar = 1.73; break; case 408: bar = 1.72; break; case 409: bar = 1.72; break; case 410: bar = 1.71; break; case 411: bar = 1.71; break; case 412: bar = 1.7; break; case 413: bar = 1.7; break; case 414: bar = 1.69; break; case 415: bar = 1.69; break; case 416: bar = 1.68; break; case 417: bar = 1.67; break; case 418: bar = 1.67; break; case 419: bar = 1.66; break; case 420: bar = 1.66; break; case 421: bar = 1.65; break; case 422: bar = 1.65; break; case 423: bar = 1.64; break; case 424: bar = 1.64; break; case 425: bar = 1.63; break; case 426: bar = 1.63; break; case 427: bar = 1.62; break; case 428: bar = 1.62; break; case 429: bar = 1.61; break; case 430: bar = 1.61; break; case 431: bar = 1.6; break; case 432: bar = 1.6; break; case 433: bar = 1.59; break; case 434: bar = 1.59; break; case 435: bar = 1.58; break; case 436: bar = 1.58; break; case 437: bar = 1.57; break; case 438: bar = 1.57; break; case 439: bar = 1.56; break; case 440: bar = 1.56; break; case 441: bar = 1.55; break; case 442: bar = 1.55; break; case 443: bar = 1.54; break; case 444: bar = 1.54; break; case 445: bar = 1.53; break; case 446: bar = 1.53; break; case 447: bar = 1.53; break; case 448: bar = 1.52; break; case 449: bar = 1.52; break; case 450: bar = 1.51; break; case 451: bar = 1.51; break; case 452: bar = 1.5; break; case 453: bar = 1.5; break; case 454: bar = 1.49; break; case 455: bar = 1.49; break; case 456: bar = 1.48; break; case 457: bar = 1.48; break; case 458: bar = 1.47; break; case 459: bar = 1.47; break; case 460: bar = 1.47; break; case 461: bar = 1.46; break; case 462: bar = 1.46; break; case 463: bar = 1.45; break; case 464: bar = 1.45; break; case 465: bar = 1.44; break; case 466: bar = 1.44; break; case 467: bar = 1.44; break; case 468: bar = 1.43; break; case 469: bar = 1.43; break; case 470: bar = 1.42; break; case 471: bar = 1.42; break; case 472: bar = 1.41; break; case 473: bar = 1.41; break; case 474: bar = 1.41; break; case 475: bar = 1.4; break; case 476: bar = 1.4; break; case 477: bar = 1.39; break; case 478: bar = 1.39; break; case 479: bar = 1.38; break; case 480: bar = 1.38; break; case 481: bar = 1.38; break; case 482: bar = 1.37; break; case 483: bar = 1.37; break; case 484: bar = 1.36; break; case 485: bar = 1.36; break; case 486: bar = 1.36; break; case 487: bar = 1.35; break; case 488: bar = 1.35; break; case 489: bar = 1.34; break; case 490: bar = 1.34; break; case 491: bar = 1.34; break; case 492: bar = 1.33; break; case 493: bar = 1.33; break; case 494: bar = 1.32; break; case 495: bar = 1.32; break; case 496: bar = 1.32; break; case 497: bar = 1.31; break; case 498: bar = 1.31; break; case 499: bar = 1.3; break; case 500: bar = 1.3; break; case 501: bar = 1.3; break; case 502: bar = 1.29; break; case 503: bar = 1.29; break; case 504: bar = 1.29; break; case 505: bar = 1.28; break; case 506: bar = 1.28; break; case 507: bar = 1.27; break; case 508: bar = 1.27; break; case 509: bar = 1.27; break; case 510: bar = 1.26; break; case 511: bar = 1.26; break; case 512: bar = 1.26; break; case 513: bar = 1.25; break; case 514: bar = 1.25; break; case 515: bar = 1.24; break; case 516: bar = 1.24; break; case 517: bar = 1.24; break; case 518: bar = 1.23; break; case 519: bar = 1.23; break; case 520: bar = 1.23; break; case 521: bar = 1.22; break; case 522: bar = 1.22; break; case 523: bar = 1.22; break; case 524: bar = 1.21; break; case 525: bar = 1.21; break; case 526: bar = 1.21; break; case 527: bar = 1.2; break; case 528: bar = 1.2; break; case 529: bar = 1.2; break; case 530: bar = 1.19; break; case 531: bar = 1.19; break; case 532: bar = 1.18; break; case 533: bar = 1.18; break; case 534: bar = 1.18; break; case 535: bar = 1.17; break; case 536: bar = 1.17; break; case 537: bar = 1.17; break; case 538: bar = 1.16; break; case 539: bar = 1.16; break; case 540: bar = 1.16; break; case 541: bar = 1.15; break; case 542: bar = 1.15; break; case 543: bar = 1.15; break; case 544: bar = 1.14; break; case 545: bar = 1.14; break; case 546: bar = 1.14; break; case 547: bar = 1.13; break; case 548: bar = 1.13; break; case 549: bar = 1.13; break; case 550: bar = 1.12; break; case 551: bar = 1.12; break; case 552: bar = 1.12; break; case 553: bar = 1.12; break; case 554: bar = 1.11; break; case 555: bar = 1.11; break; case 556: bar = 1.11; break; case 557: bar = 1.1; break; case 558: bar = 1.1; break; case 559: bar = 1.1; break; case 560: bar = 1.09; break; case 561: bar = 1.09; break; case 562: bar = 1.09; break; case 563: bar = 1.08; break; case 564: bar = 1.08; break; case 565: bar = 1.08; break; case 566: bar = 1.07; break; case 567: bar = 1.07; break; case 568: bar = 1.07; break; case 569: bar = 1.07; break; case 570: bar = 1.06; break; case 571: bar = 1.06; break; case 572: bar = 1.06; break; case 573: bar = 1.05; break; case 574: bar = 1.05; break; case 575: bar = 1.05; break; case 576: bar = 1.04; break; case 577: bar = 1.04; break; case 578: bar = 1.04; break; case 579: bar = 1.04; break; case 580: bar = 1.03; break; case 581: bar = 1.03; break; case 582: bar = 1.03; break; case 583: bar = 1.02; break; case 584: bar = 1.02; break; case 585: bar = 1.02; break; case 586: bar = 1.02; break; case 587: bar = 1.01; break; case 588: bar = 1.01; break; case 589: bar = 1.01; break; case 590: bar = 1; break; case 591: bar = 1; break; case 592: bar = 1; break; case 593: bar = 1; break; case 594: bar = 0.99; break; case 595: bar = 0.99; break; case 596: bar = 0.99; break; case 597: bar = 0.98; break; case 598: bar = 0.98; break; case 599: bar = 0.98; break; case 600: bar = 0.98; break; case 601: bar = 0.97; break; case 602: bar = 0.97; break; case 603: bar = 0.97; break; case 604: bar = 0.96; break; case 605: bar = 0.96; break; case 606: bar = 0.96; break; case 607: bar = 0.96; break; case 608: bar = 0.95; break; case 609: bar = 0.95; break; case 610: bar = 0.95; break; case 611: bar = 0.95; break; case 612: bar = 0.94; break; case 613: bar = 0.94; break; case 614: bar = 0.94; break; case 615: bar = 0.94; break; case 616: bar = 0.93; break; case 617: bar = 0.93; break; case 618: bar = 0.93; break; case 619: bar = 0.92; break; case 620: bar = 0.92; break; case 621: bar = 0.92; break; case 622: bar = 0.92; break; case 623: bar = 0.91; break; case 624: bar = 0.91; break; case 625: bar = 0.91; break; case 626: bar = 0.91; break; case 627: bar = 0.9; break; case 628: bar = 0.9; break; case 629: bar = 0.9; break; case 630: bar = 0.9; break; case 631: bar = 0.89; break; case 632: bar = 0.89; break; case 633: bar = 0.89; break; case 634: bar = 0.89; break; case 635: bar = 0.88; break; case 636: bar = 0.88; break; case 637: bar = 0.88; break; case 638: bar = 0.88; break; case 639: bar = 0.87; break; case 640: bar = 0.87; break; case 641: bar = 0.87; break; case 642: bar = 0.87; break; case 643: bar = 0.86; break; case 644: bar = 0.86; break; case 645: bar = 0.86; break; case 646: bar = 0.86; break; case 647: bar = 0.85; break; case 648: bar = 0.85; break; case 649: bar = 0.85; break; case 650: bar = 0.85; break; case 651: bar = 0.84; break; case 652: bar = 0.84; break; case 653: bar = 0.84; break; case 654: bar = 0.84; break; case 655: bar = 0.84; break; case 656: bar = 0.83; break; case 657: bar = 0.83; break; case 658: bar = 0.83; break; case 659: bar = 0.83; break; case 660: bar = 0.82; break; case 661: bar = 0.82; break; case 662: bar = 0.82; break; case 663: bar = 0.82; break; case 664: bar = 0.81; break; case 665: bar = 0.81; break; case 666: bar = 0.81; break; case 667: bar = 0.81; break; case 668: bar = 0.81; break; case 669: bar = 0.8; break; case 670: bar = 0.8; break; case 671: bar = 0.8; break; case 672: bar = 0.8; break; case 673: bar = 0.79; break; case 674: bar = 0.79; break; case 675: bar = 0.79; break; case 676: bar = 0.79; break; case 677: bar = 0.78; break; case 678: bar = 0.78; break; case 679: bar = 0.78; break; case 680: bar = 0.78; break; case 681: bar = 0.78; break; case 682: bar = 0.77; break; case 683: bar = 0.77; break; case 684: bar = 0.77; break; case 685: bar = 0.77; break; case 686: bar = 0.77; break; case 687: bar = 0.76; break; case 688: bar = 0.76; break; case 689: bar = 0.76; break; case 690: bar = 0.76; break; case 691: bar = 0.75; break; case 692: bar = 0.75; break; case 693: bar = 0.75; break; case 694: bar = 0.75; break; case 695: bar = 0.75; break; case 696: bar = 0.74; break; case 697: bar = 0.74; break; case 698: bar = 0.74; break; case 699: bar = 0.74; break; case 700: bar = 0.74; break; case 701: bar = 0.73; break; case 702: bar = 0.73; break; case 703: bar = 0.73; break; case 704: bar = 0.73; break; case 705: bar = 0.72; break; case 706: bar = 0.72; break; case 707: bar = 0.72; break; case 708: bar = 0.72; break; case 709: bar = 0.72; break; case 710: bar = 0.71; break; case 711: bar = 0.71; break; case 712: bar = 0.71; break; case 713: bar = 0.71; break; case 714: bar = 0.71; break; case 715: bar = 0.7; break; case 716: bar = 0.7; break; case 717: bar = 0.7; break; case 718: bar = 0.7; break; case 719: bar = 0.7; break; case 720: bar = 0.69; break; case 721: bar = 0.69; break; case 722: bar = 0.69; break; case 723: bar = 0.69; break; case 724: bar = 0.69; break; case 725: bar = 0.68; break; case 726: bar = 0.68; break; case 727: bar = 0.68; break; case 728: bar = 0.68; break; case 729: bar = 0.68; break; case 730: bar = 0.67; break; case 731: bar = 0.67; break; case 732: bar = 0.67; break; case 733: bar = 0.67; break; case 734: bar = 0.67; break; case 735: bar = 0.67; break; case 736: bar = 0.66; break; case 737: bar = 0.66; break; case 738: bar = 0.66; break; case 739: bar = 0.66; break; case 740: bar = 0.66; break; case 741: bar = 0.65; break; case 742: bar = 0.65; break; case 743: bar = 0.65; break; case 744: bar = 0.65; break; case 745: bar = 0.65; break; case 746: bar = 0.64; break; case 747: bar = 0.64; break; case 748: bar = 0.64; break; case 749: bar = 0.64; break; case 750: bar = 0.64; break; case 751: bar = 0.64; break; case 752: bar = 0.63; break; case 753: bar = 0.63; break; case 754: bar = 0.63; break; case 755: bar = 0.63; break; case 756: bar = 0.63; break; case 757: bar = 0.62; break; case 758: bar = 0.62; break; case 759: bar = 0.62; break; case 760: bar = 0.62; break; case 761: bar = 0.62; break; case 762: bar = 0.61; break; case 763: bar = 0.61; break; case 764: bar = 0.61; break; case 765: bar = 0.61; break; case 766: bar = 0.61; break; case 767: bar = 0.61; break; case 768: bar = 0.6; break; case 769: bar = 0.6; break; case 770: bar = 0.6; break; case 771: bar = 0.6; break; case 772: bar = 0.6; break; case 773: bar = 0.6; break; case 774: bar = 0.59; break; case 775: bar = 0.59; break; case 776: bar = 0.59; break; case 777: bar = 0.59; break; case 778: bar = 0.59; break; case 779: bar = 0.59; break; case 780: bar = 0.58; break; case 781: bar = 0.58; break; case 782: bar = 0.58; break; case 783: bar = 0.58; break; case 784: bar = 0.58; break; case 785: bar = 0.57; break; case 786: bar = 0.57; break; case 787: bar = 0.57; break; case 788: bar = 0.57; break; case 789: bar = 0.57; break; case 790: bar = 0.57; break; case 791: bar = 0.56; break; case 792: bar = 0.56; break; case 793: bar = 0.56; break; case 794: bar = 0.56; break; case 795: bar = 0.56; break; case 796: bar = 0.56; break; case 797: bar = 0.55; break; case 798: bar = 0.55; break; case 799: bar = 0.55; break; case 800: bar = 0.55; break; case 801: bar = 0.55; break; case 802: bar = 0.55; break; case 803: bar = 0.54; break; case 804: bar = 0.54; break; case 805: bar = 0.54; break; case 806: bar = 0.54; break; case 807: bar = 0.54; break; case 808: bar = 0.54; break; case 809: bar = 0.53; break; case 810: bar = 0.53; break; case 811: bar = 0.53; break; case 812: bar = 0.53; break; case 813: bar = 0.53; break; case 814: bar = 0.53; break; case 815: bar = 0.53; break; case 816: bar = 0.52; break; case 817: bar = 0.52; break; case 818: bar = 0.52; break; case 819: bar = 0.52; break; case 820: bar = 0.52; break; case 821: bar = 0.52; break; case 822: bar = 0.51; break; case 823: bar = 0.51; break; case 824: bar = 0.51; break; case 825: bar = 0.51; break; case 826: bar = 0.51; break; case 827: bar = 0.51; break; case 828: bar = 0.5; break; case 829: bar = 0.5; break; case 830: bar = 0.5; break; case 831: bar = 0.5; break; case 832: bar = 0.5; break; case 833: bar = 0.5; break; case 834: bar = 0.5; break; case 835: bar = 0.49; break; case 836: bar = 0.49; break; case 837: bar = 0.49; break; case 838: bar = 0.49; break; case 839: bar = 0.49; break; case 840: bar = 0.49; break; case 841: bar = 0.48; break; case 842: bar = 0.48; break; case 843: bar = 0.48; break; case 844: bar = 0.48; break; case 845: bar = 0.48; break; case 846: bar = 0.48; break; case 847: bar = 0.48; break; case 848: bar = 0.47; break; case 849: bar = 0.47; break; case 850: bar = 0.47; break; case 851: bar = 0.47; break; case 852: bar = 0.47; break; case 853: bar = 0.47; break; case 854: bar = 0.47; break; case 855: bar = 0.46; break; case 856: bar = 0.46; break; case 857: bar = 0.46; break; case 858: bar = 0.46; break; case 859: bar = 0.46; break; case 860: bar = 0.46; break; case 861: bar = 0.46; break; case 862: bar = 0.45; break; case 863: bar = 0.45; break; case 864: bar = 0.45; break; case 865: bar = 0.45; break; case 866: bar = 0.45; break; case 867: bar = 0.45; break; case 868: bar = 0.45; break; case 869: bar = 0.44; break; case 870: bar = 0.44; break; case 871: bar = 0.44; break; case 872: bar = 0.44; break; case 873: bar = 0.44; break; case 874: bar = 0.44; break; case 875: bar = 0.44; break; case 876: bar = 0.43; break; case 877: bar = 0.43; break; case 878: bar = 0.43; break; case 879: bar = 0.43; break; case 880: bar = 0.43; break; case 881: bar = 0.43; break; case 882: bar = 0.43; break; case 883: bar = 0.42; break; case 884: bar = 0.42; break; case 885: bar = 0.42; break; case 886: bar = 0.42; break; case 887: bar = 0.42; break; case 888: bar = 0.42; break; case 889: bar = 0.42; break; case 890: bar = 0.41; break; case 891: bar = 0.41; break; case 892: bar = 0.41; break; case 893: bar = 0.41; break; case 894: bar = 0.41; break; case 895: bar = 0.41; break; case 896: bar = 0.41; break; case 897: bar = 0.41; break; case 898: bar = 0.4; break; case 899: bar = 0.4; break; case 900: bar = 0.4; break; case 901: bar = 0.4; break; case 902: bar = 0.4; break; case 903: bar = 0.4; break; case 904: bar = 0.4; break; case 905: bar = 0.39; break; case 906: bar = 0.39; break; case 907: bar = 0.39; break; case 908: bar = 0.39; break; case 909: bar = 0.39; break; case 910: bar = 0.39; break; case 911: bar = 0.39; break; case 912: bar = 0.39; break; case 913: bar = 0.38; break; case 914: bar = 0.38; break; case 915: bar = 0.38; break; case 916: bar = 0.38; break; case 917: bar = 0.38; break; case 918: bar = 0.38; break; case 919: bar = 0.38; break; case 920: bar = 0.38; break; case 921: bar = 0.37; break; case 922: bar = 0.37; break; case 923: bar = 0.37; break; case 924: bar = 0.37; break; case 925: bar = 0.37; break; case 926: bar = 0.37; break; case 927: bar = 0.37; break; case 928: bar = 0.37; break; case 929: bar = 0.36; break; case 930: bar = 0.36; break; case 931: bar = 0.36; break; case 932: bar = 0.36; break; case 933: bar = 0.36; break; case 934: bar = 0.36; break; case 935: bar = 0.36; break; case 936: bar = 0.36; break; case 937: bar = 0.35; break; case 938: bar = 0.35; break; case 939: bar = 0.35; break; case 940: bar = 0.35; break; case 941: bar = 0.35; break; case 942: bar = 0.35; break; case 943: bar = 0.35; break; case 944: bar = 0.35; break; case 945: bar = 0.34; break; case 946: bar = 0.34; break; case 947: bar = 0.34; break; case 948: bar = 0.34; break; case 949: bar = 0.34; break; case 950: bar = 0.34; break; case 951: bar = 0.34; break; case 952: bar = 0.34; break; case 953: bar = 0.33; break; case 954: bar = 0.33; break; case 955: bar = 0.33; break; case 956: bar = 0.33; break; case 957: bar = 0.33; break; case 958: bar = 0.33; break; case 959: bar = 0.33; break; case 960: bar = 0.33; break; case 961: bar = 0.32; break; case 962: bar = 0.32; break; case 963: bar = 0.32; break; case 964: bar = 0.32; break; case 965: bar = 0.32; break; case 966: bar = 0.32; break; case 967: bar = 0.32; break; case 968: bar = 0.32; break; case 969: bar = 0.32; break; case 970: bar = 0.31; break; case 971: bar = 0.31; break; case 972: bar = 0.31; break; case 973: bar = 0.31; break; case 974: bar = 0.31; break; case 975: bar = 0.31; break; case 976: bar = 0.31; break; case 977: bar = 0.31; break; case 978: bar = 0.3; break; case 979: bar = 0.3; break; case 980: bar = 0.3; break; case 981: bar = 0.3; break; case 982: bar = 0.3; break; case 983: bar = 0.3; break; case 984: bar = 0.3; break; case 985: bar = 0.3; break; case 986: bar = 0.3; break; case 987: bar = 0.29; break; case 988: bar = 0.29; break; case 989: bar = 0.29; break; case 990: bar = 0.29; break; case 991: bar = 0.29; break; case 992: bar = 0.29; break; case 993: bar = 0.29; break; case 994: bar = 0.29; break; case 995: bar = 0.29; break; case 996: bar = 0.28; break; case 997: bar = 0.28; break; case 998: bar = 0.28; break; case 999: bar = 0.28; break; case 1000: bar = 0.28; break; case 1001: bar = 0.28; break; case 1002: bar = 0.28; break; case 1003: bar = 0.28; break; case 1004: bar = 0.28; break; case 1005: bar = 0.27; break; case 1006: bar = 0.27; break; case 1007: bar = 0.27; break; case 1008: bar = 0.27; break; case 1009: bar = 0.27; break; case 1010: bar = 0.27; break; case 1011: bar = 0.27; break; case 1012: bar = 0.27; break; case 1013: bar = 0.27; break; case 1014: bar = 0.26; break; case 1015: bar = 0.26; break; case 1016: bar = 0.26; break; case 1017: bar = 0.26; break; case 1018: bar = 0.26; break; case 1019: bar = 0.26; break; case 1020: bar = 0.26; break; case 1021: bar = 0.26; break; case 1022: bar = 0.26; break; case 1023: bar = 0.26; break; case 1024: bar = 0.25; break;
case 96: bar = 7.81; break; | case 96: bar = 7.81; break; case 97: bar = 7.74; break; case 98: bar = 7.67; break; case 99: bar = 7.6; break; case 100: bar = 7.53; break; case 101: bar = 7.46; break; case 102: bar = 7.4; break; case 103: bar = 7.33; break; case 104: bar = 7.27; break; case 105: bar = 7.2; break; case 106: bar = 7.14; break; case 107: bar = 7.08; break; case 108: bar = 7.02; break; case 109: bar = 6.96; break; case 110: bar = 6.9; break; case 111: bar = 6.85; break; case 112: bar = 6.79; break; case 113: bar = 6.74; break; case 114: bar = 6.68; break; case 115: bar = 6.63; break; case 116: bar = 6.57; break; case 117: bar = 6.52; break; case 118: bar = 6.47; break; case 119: bar = 6.42; break; case 120: bar = 6.37; break; case 121: bar = 6.32; break; case 122: bar = 6.27; break; case 123: bar = 6.23; break; case 124: bar = 6.18; break; case 125: bar = 6.13; break; case 126: bar = 6.09; break; case 127: bar = 6.04; break; case 128: bar = 6; break; case 129: bar = 5.95; break; case 130: bar = 5.91; break; case 131: bar = 5.87; break; case 132: bar = 5.83; break; case 133: bar = 5.79; break; case 134: bar = 5.75; break; case 135: bar = 5.71; break; case 136: bar = 5.67; break; case 137: bar = 5.63; break; case 138: bar = 5.59; break; case 139: bar = 5.55; break; case 140: bar = 5.51; break; case 141: bar = 5.47; break; case 142: bar = 5.44; break; case 143: bar = 5.4; break; case 144: bar = 5.37; break; case 145: bar = 5.33; break; case 146: bar = 5.3; break; case 147: bar = 5.26; break; case 148: bar = 5.23; break; case 149: bar = 5.19; break; case 150: bar = 5.16; break; case 151: bar = 5.13; break; case 152: bar = 5.09; break; case 153: bar = 5.06; break; case 154: bar = 5.03; break; case 155: bar = 5; break; case 156: bar = 4.97; break; case 157: bar = 4.94; break; case 158: bar = 4.91; break; case 159: bar = 4.88; break; case 160: bar = 4.85; break; case 161: bar = 4.82; break; case 162: bar = 4.79; break; case 163: bar = 4.76; break; case 164: bar = 4.73; break; case 165: bar = 4.7; break; case 166: bar = 4.68; break; case 167: bar = 4.65; break; case 168: bar = 4.62; break; case 169: bar = 4.59; break; case 170: bar = 4.57; break; case 171: bar = 4.54; break; case 172: bar = 4.52; break; case 173: bar = 4.49; break; case 174: bar = 4.46; break; case 175: bar = 4.44; break; case 176: bar = 4.41; break; case 177: bar = 4.39; break; case 178: bar = 4.36; break; case 179: bar = 4.34; break; case 180: bar = 4.32; break; case 181: bar = 4.29; break; case 182: bar = 4.27; break; case 183: bar = 4.25; break; case 184: bar = 4.22; break; case 185: bar = 4.2; break; case 186: bar = 4.18; break; case 187: bar = 4.15; break; case 188: bar = 4.13; break; case 189: bar = 4.11; break; case 190: bar = 4.09; break; case 191: bar = 4.07; break; case 192: bar = 4.05; break; case 193: bar = 4.02; break; case 194: bar = 4; break; case 195: bar = 3.98; break; case 196: bar = 3.96; break; case 197: bar = 3.94; break; case 198: bar = 3.92; break; case 199: bar = 3.9; break; case 200: bar = 3.88; break; case 201: bar = 3.86; break; case 202: bar = 3.84; break; case 203: bar = 3.82; break; case 204: bar = 3.8; break; case 205: bar = 3.78; break; case 206: bar = 3.77; break; case 207: bar = 3.75; break; case 208: bar = 3.73; break; case 209: bar = 3.71; break; case 210: bar = 3.69; break; case 211: bar = 3.67; break; case 212: bar = 3.66; break; case 213: bar = 3.64; break; case 214: bar = 3.62; break; case 215: bar = 3.6; break; case 216: bar = 3.59; break; case 217: bar = 3.57; break; case 218: bar = 3.55; break; case 219: bar = 3.53; break; case 220: bar = 3.52; break; case 221: bar = 3.5; break; case 222: bar = 3.48; break; case 223: bar = 3.47; break; case 224: bar = 3.45; break; case 225: bar = 3.44; break; case 226: bar = 3.42; break; case 227: bar = 3.4; break; case 228: bar = 3.39; break; case 229: bar = 3.37; break; case 230: bar = 3.36; break; case 231: bar = 3.34; break; case 232: bar = 3.33; break; case 233: bar = 3.31; break; case 234: bar = 3.3; break; case 235: bar = 3.28; break; case 236: bar = 3.27; break; case 237: bar = 3.25; break; case 238: bar = 3.24; break; case 239: bar = 3.22; break; case 240: bar = 3.21; break; case 241: bar = 3.19; break; case 242: bar = 3.18; break; case 243: bar = 3.17; break; case 244: bar = 3.15; break; case 245: bar = 3.14; break; case 246: bar = 3.12; break; case 247: bar = 3.11; break; case 248: bar = 3.1; break; case 249: bar = 3.08; break; case 250: bar = 3.07; break; case 251: bar = 3.06; break; case 252: bar = 3.04; break; case 253: bar = 3.03; break; case 254: bar = 3.02; break; case 255: bar = 3.01; break; case 256: bar = 2.99; break; case 257: bar = 2.98; break; case 258: bar = 2.97; break; case 259: bar = 2.96; break; case 260: bar = 2.94; break; case 261: bar = 2.93; break; case 262: bar = 2.92; break; case 263: bar = 2.91; break; case 264: bar = 2.89; break; case 265: bar = 2.88; break; case 266: bar = 2.87; break; case 267: bar = 2.86; break; case 268: bar = 2.85; break; case 269: bar = 2.83; break; case 270: bar = 2.82; break; case 271: bar = 2.81; break; case 272: bar = 2.8; break; case 273: bar = 2.79; break; case 274: bar = 2.78; break; case 275: bar = 2.77; break; case 276: bar = 2.76; break; case 277: bar = 2.74; break; case 278: bar = 2.73; break; case 279: bar = 2.72; break; case 280: bar = 2.71; break; case 281: bar = 2.7; break; case 282: bar = 2.69; break; case 283: bar = 2.68; break; case 284: bar = 2.67; break; case 285: bar = 2.66; break; case 286: bar = 2.65; break; case 287: bar = 2.64; break; case 288: bar = 2.63; break; case 289: bar = 2.62; break; case 290: bar = 2.61; break; case 291: bar = 2.6; break; case 292: bar = 2.59; break; case 293: bar = 2.58; break; case 294: bar = 2.57; break; case 295: bar = 2.56; break; case 296: bar = 2.55; break; case 297: bar = 2.54; break; case 298: bar = 2.53; break; case 299: bar = 2.52; break; case 300: bar = 2.51; break; case 301: bar = 2.5; break; case 302: bar = 2.49; break; case 303: bar = 2.48; break; case 304: bar = 2.47; break; case 305: bar = 2.46; break; case 306: bar = 2.45; break; case 307: bar = 2.44; break; case 308: bar = 2.43; break; case 309: bar = 2.42; break; case 310: bar = 2.41; break; case 311: bar = 2.41; break; case 312: bar = 2.4; break; case 313: bar = 2.39; break; case 314: bar = 2.38; break; case 315: bar = 2.37; break; case 316: bar = 2.36; break; case 317: bar = 2.35; break; case 318: bar = 2.34; break; case 319: bar = 2.34; break; case 320: bar = 2.33; break; case 321: bar = 2.32; break; case 322: bar = 2.31; break; case 323: bar = 2.3; break; case 324: bar = 2.29; break; case 325: bar = 2.28; break; case 326: bar = 2.28; break; case 327: bar = 2.27; break; case 328: bar = 2.26; break; case 329: bar = 2.25; break; case 330: bar = 2.24; break; case 331: bar = 2.24; break; case 332: bar = 2.23; break; case 333: bar = 2.22; break; case 334: bar = 2.21; break; case 335: bar = 2.2; break; case 336: bar = 2.2; break; case 337: bar = 2.19; break; case 338: bar = 2.18; break; case 339: bar = 2.17; break; case 340: bar = 2.17; break; case 341: bar = 2.16; break; case 342: bar = 2.15; break; case 343: bar = 2.14; break; case 344: bar = 2.13; break; case 345: bar = 2.13; break; case 346: bar = 2.12; break; case 347: bar = 2.11; break; case 348: bar = 2.11; break; case 349: bar = 2.1; break; case 350: bar = 2.09; break; case 351: bar = 2.08; break; case 352: bar = 2.08; break; case 353: bar = 2.07; break; case 354: bar = 2.06; break; case 355: bar = 2.05; break; case 356: bar = 2.05; break; case 357: bar = 2.04; break; case 358: bar = 2.03; break; case 359: bar = 2.03; break; case 360: bar = 2.02; break; case 361: bar = 2.01; break; case 362: bar = 2.01; break; case 363: bar = 2; break; case 364: bar = 1.99; break; case 365: bar = 1.99; break; case 366: bar = 1.98; break; case 367: bar = 1.97; break; case 368: bar = 1.97; break; case 369: bar = 1.96; break; case 370: bar = 1.95; break; case 371: bar = 1.95; break; case 372: bar = 1.94; break; case 373: bar = 1.93; break; case 374: bar = 1.93; break; case 375: bar = 1.92; break; case 376: bar = 1.91; break; case 377: bar = 1.91; break; case 378: bar = 1.9; break; case 379: bar = 1.89; break; case 380: bar = 1.89; break; case 381: bar = 1.88; break; case 382: bar = 1.88; break; case 383: bar = 1.87; break; case 384: bar = 1.86; break; case 385: bar = 1.86; break; case 386: bar = 1.85; break; case 387: bar = 1.85; break; case 388: bar = 1.84; break; case 389: bar = 1.83; break; case 390: bar = 1.83; break; case 391: bar = 1.82; break; case 392: bar = 1.82; break; case 393: bar = 1.81; break; case 394: bar = 1.8; break; case 395: bar = 1.8; break; case 396: bar = 1.79; break; case 397: bar = 1.79; break; case 398: bar = 1.78; break; case 399: bar = 1.77; break; case 400: bar = 1.77; break; case 401: bar = 1.76; break; case 402: bar = 1.76; break; case 403: bar = 1.75; break; case 404: bar = 1.75; break; case 405: bar = 1.74; break; case 406: bar = 1.73; break; case 407: bar = 1.73; break; case 408: bar = 1.72; break; case 409: bar = 1.72; break; case 410: bar = 1.71; break; case 411: bar = 1.71; break; case 412: bar = 1.7; break; case 413: bar = 1.7; break; case 414: bar = 1.69; break; case 415: bar = 1.69; break; case 416: bar = 1.68; break; case 417: bar = 1.67; break; case 418: bar = 1.67; break; case 419: bar = 1.66; break; case 420: bar = 1.66; break; case 421: bar = 1.65; break; case 422: bar = 1.65; break; case 423: bar = 1.64; break; case 424: bar = 1.64; break; case 425: bar = 1.63; break; case 426: bar = 1.63; break; case 427: bar = 1.62; break; case 428: bar = 1.62; break; case 429: bar = 1.61; break; case 430: bar = 1.61; break; case 431: bar = 1.6; break; case 432: bar = 1.6; break; case 433: bar = 1.59; break; case 434: bar = 1.59; break; case 435: bar = 1.58; break; case 436: bar = 1.58; break; case 437: bar = 1.57; break; case 438: bar = 1.57; break; case 439: bar = 1.56; break; case 440: bar = 1.56; break; case 441: bar = 1.55; break; case 442: bar = 1.55; break; case 443: bar = 1.54; break; case 444: bar = 1.54; break; case 445: bar = 1.53; break; case 446: bar = 1.53; break; case 447: bar = 1.53; break; case 448: bar = 1.52; break; case 449: bar = 1.52; break; case 450: bar = 1.51; break; case 451: bar = 1.51; break; case 452: bar = 1.5; break; case 453: bar = 1.5; break; case 454: bar = 1.49; break; case 455: bar = 1.49; break; case 456: bar = 1.48; break; case 457: bar = 1.48; break; case 458: bar = 1.47; break; case 459: bar = 1.47; break; case 460: bar = 1.47; break; case 461: bar = 1.46; break; case 462: bar = 1.46; break; case 463: bar = 1.45; break; case 464: bar = 1.45; break; case 465: bar = 1.44; break; case 466: bar = 1.44; break; case 467: bar = 1.44; break; case 468: bar = 1.43; break; case 469: bar = 1.43; break; case 470: bar = 1.42; break; case 471: bar = 1.42; break; case 472: bar = 1.41; break; case 473: bar = 1.41; break; case 474: bar = 1.41; break; case 475: bar = 1.4; break; case 476: bar = 1.4; break; case 477: bar = 1.39; break; case 478: bar = 1.39; break; case 479: bar = 1.38; break; case 480: bar = 1.38; break; case 481: bar = 1.38; break; case 482: bar = 1.37; break; case 483: bar = 1.37; break; case 484: bar = 1.36; break; case 485: bar = 1.36; break; case 486: bar = 1.36; break; case 487: bar = 1.35; break; case 488: bar = 1.35; break; case 489: bar = 1.34; break; case 490: bar = 1.34; break; case 491: bar = 1.34; break; case 492: bar = 1.33; break; case 493: bar = 1.33; break; case 494: bar = 1.32; break; case 495: bar = 1.32; break; case 496: bar = 1.32; break; case 497: bar = 1.31; break; case 498: bar = 1.31; break; case 499: bar = 1.3; break; case 500: bar = 1.3; break; case 501: bar = 1.3; break; case 502: bar = 1.29; break; case 503: bar = 1.29; break; case 504: bar = 1.29; break; case 505: bar = 1.28; break; case 506: bar = 1.28; break; case 507: bar = 1.27; break; case 508: bar = 1.27; break; case 509: bar = 1.27; break; case 510: bar = 1.26; break; case 511: bar = 1.26; break; case 512: bar = 1.26; break; case 513: bar = 1.25; break; case 514: bar = 1.25; break; case 515: bar = 1.24; break; case 516: bar = 1.24; break; case 517: bar = 1.24; break; case 518: bar = 1.23; break; case 519: bar = 1.23; break; case 520: bar = 1.23; break; case 521: bar = 1.22; break; case 522: bar = 1.22; break; case 523: bar = 1.22; break; case 524: bar = 1.21; break; case 525: bar = 1.21; break; case 526: bar = 1.21; break; case 527: bar = 1.2; break; case 528: bar = 1.2; break; case 529: bar = 1.2; break; case 530: bar = 1.19; break; case 531: bar = 1.19; break; case 532: bar = 1.18; break; case 533: bar = 1.18; break; case 534: bar = 1.18; break; case 535: bar = 1.17; break; case 536: bar = 1.17; break; case 537: bar = 1.17; break; case 538: bar = 1.16; break; case 539: bar = 1.16; break; case 540: bar = 1.16; break; case 541: bar = 1.15; break; case 542: bar = 1.15; break; case 543: bar = 1.15; break; case 544: bar = 1.14; break; case 545: bar = 1.14; break; case 546: bar = 1.14; break; case 547: bar = 1.13; break; case 548: bar = 1.13; break; case 549: bar = 1.13; break; case 550: bar = 1.12; break; case 551: bar = 1.12; break; case 552: bar = 1.12; break; case 553: bar = 1.12; break; case 554: bar = 1.11; break; case 555: bar = 1.11; break; case 556: bar = 1.11; break; case 557: bar = 1.1; break; case 558: bar = 1.1; break; case 559: bar = 1.1; break; case 560: bar = 1.09; break; case 561: bar = 1.09; break; case 562: bar = 1.09; break; case 563: bar = 1.08; break; case 564: bar = 1.08; break; case 565: bar = 1.08; break; case 566: bar = 1.07; break; case 567: bar = 1.07; break; case 568: bar = 1.07; break; case 569: bar = 1.07; break; case 570: bar = 1.06; break; case 571: bar = 1.06; break; case 572: bar = 1.06; break; case 573: bar = 1.05; break; case 574: bar = 1.05; break; case 575: bar = 1.05; break; case 576: bar = 1.04; break; case 577: bar = 1.04; break; case 578: bar = 1.04; break; case 579: bar = 1.04; break; case 580: bar = 1.03; break; case 581: bar = 1.03; break; case 582: bar = 1.03; break; case 583: bar = 1.02; break; case 584: bar = 1.02; break; case 585: bar = 1.02; break; case 586: bar = 1.02; break; case 587: bar = 1.01; break; case 588: bar = 1.01; break; case 589: bar = 1.01; break; case 590: bar = 1; break; case 591: bar = 1; break; case 592: bar = 1; break; case 593: bar = 1; break; case 594: bar = 0.99; break; case 595: bar = 0.99; break; case 596: bar = 0.99; break; case 597: bar = 0.98; break; case 598: bar = 0.98; break; case 599: bar = 0.98; break; case 600: bar = 0.98; break; case 601: bar = 0.97; break; case 602: bar = 0.97; break; case 603: bar = 0.97; break; case 604: bar = 0.96; break; case 605: bar = 0.96; break; case 606: bar = 0.96; break; case 607: bar = 0.96; break; case 608: bar = 0.95; break; case 609: bar = 0.95; break; case 610: bar = 0.95; break; case 611: bar = 0.95; break; case 612: bar = 0.94; break; case 613: bar = 0.94; break; case 614: bar = 0.94; break; case 615: bar = 0.94; break; case 616: bar = 0.93; break; case 617: bar = 0.93; break; case 618: bar = 0.93; break; case 619: bar = 0.92; break; case 620: bar = 0.92; break; case 621: bar = 0.92; break; case 622: bar = 0.92; break; case 623: bar = 0.91; break; case 624: bar = 0.91; break; case 625: bar = 0.91; break; case 626: bar = 0.91; break; case 627: bar = 0.9; break; case 628: bar = 0.9; break; case 629: bar = 0.9; break; case 630: bar = 0.9; break; case 631: bar = 0.89; break; case 632: bar = 0.89; break; case 633: bar = 0.89; break; case 634: bar = 0.89; break; case 635: bar = 0.88; break; case 636: bar = 0.88; break; case 637: bar = 0.88; break; case 638: bar = 0.88; break; case 639: bar = 0.87; break; case 640: bar = 0.87; break; case 641: bar = 0.87; break; case 642: bar = 0.87; break; case 643: bar = 0.86; break; case 644: bar = 0.86; break; case 645: bar = 0.86; break; case 646: bar = 0.86; break; case 647: bar = 0.85; break; case 648: bar = 0.85; break; case 649: bar = 0.85; break; case 650: bar = 0.85; break; case 651: bar = 0.84; break; case 652: bar = 0.84; break; case 653: bar = 0.84; break; case 654: bar = 0.84; break; case 655: bar = 0.84; break; case 656: bar = 0.83; break; case 657: bar = 0.83; break; case 658: bar = 0.83; break; case 659: bar = 0.83; break; case 660: bar = 0.82; break; case 661: bar = 0.82; break; case 662: bar = 0.82; break; case 663: bar = 0.82; break; case 664: bar = 0.81; break; case 665: bar = 0.81; break; case 666: bar = 0.81; break; case 667: bar = 0.81; break; case 668: bar = 0.81; break; case 669: bar = 0.8; break; case 670: bar = 0.8; break; case 671: bar = 0.8; break; case 672: bar = 0.8; break; case 673: bar = 0.79; break; case 674: bar = 0.79; break; case 675: bar = 0.79; break; case 676: bar = 0.79; break; case 677: bar = 0.78; break; case 678: bar = 0.78; break; case 679: bar = 0.78; break; case 680: bar = 0.78; break; case 681: bar = 0.78; break; case 682: bar = 0.77; break; case 683: bar = 0.77; break; case 684: bar = 0.77; break; case 685: bar = 0.77; break; case 686: bar = 0.77; break; case 687: bar = 0.76; break; case 688: bar = 0.76; break; case 689: bar = 0.76; break; case 690: bar = 0.76; break; case 691: bar = 0.75; break; case 692: bar = 0.75; break; case 693: bar = 0.75; break; case 694: bar = 0.75; break; case 695: bar = 0.75; break; case 696: bar = 0.74; break; case 697: bar = 0.74; break; case 698: bar = 0.74; break; case 699: bar = 0.74; break; case 700: bar = 0.74; break; case 701: bar = 0.73; break; case 702: bar = 0.73; break; case 703: bar = 0.73; break; case 704: bar = 0.73; break; case 705: bar = 0.72; break; case 706: bar = 0.72; break; case 707: bar = 0.72; break; case 708: bar = 0.72; break; case 709: bar = 0.72; break; case 710: bar = 0.71; break; case 711: bar = 0.71; break; case 712: bar = 0.71; break; case 713: bar = 0.71; break; case 714: bar = 0.71; break; case 715: bar = 0.7; break; case 716: bar = 0.7; break; case 717: bar = 0.7; break; case 718: bar = 0.7; break; case 719: bar = 0.7; break; case 720: bar = 0.69; break; case 721: bar = 0.69; break; case 722: bar = 0.69; break; case 723: bar = 0.69; break; case 724: bar = 0.69; break; case 725: bar = 0.68; break; case 726: bar = 0.68; break; case 727: bar = 0.68; break; case 728: bar = 0.68; break; case 729: bar = 0.68; break; case 730: bar = 0.67; break; case 731: bar = 0.67; break; case 732: bar = 0.67; break; case 733: bar = 0.67; break; case 734: bar = 0.67; break; case 735: bar = 0.67; break; case 736: bar = 0.66; break; case 737: bar = 0.66; break; case 738: bar = 0.66; break; case 739: bar = 0.66; break; case 740: bar = 0.66; break; case 741: bar = 0.65; break; case 742: bar = 0.65; break; case 743: bar = 0.65; break; case 744: bar = 0.65; break; case 745: bar = 0.65; break; case 746: bar = 0.64; break; case 747: bar = 0.64; break; case 748: bar = 0.64; break; case 749: bar = 0.64; break; case 750: bar = 0.64; break; case 751: bar = 0.64; break; case 752: bar = 0.63; break; case 753: bar = 0.63; break; case 754: bar = 0.63; break; case 755: bar = 0.63; break; case 756: bar = 0.63; break; case 757: bar = 0.62; break; case 758: bar = 0.62; break; case 759: bar = 0.62; break; case 760: bar = 0.62; break; case 761: bar = 0.62; break; case 762: bar = 0.61; break; case 763: bar = 0.61; break; case 764: bar = 0.61; break; case 765: bar = 0.61; break; case 766: bar = 0.61; break; case 767: bar = 0.61; break; case 768: bar = 0.6; break; case 769: bar = 0.6; break; case 770: bar = 0.6; break; case 771: bar = 0.6; break; case 772: bar = 0.6; break; case 773: bar = 0.6; break; case 774: bar = 0.59; break; case 775: bar = 0.59; break; case 776: bar = 0.59; break; case 777: bar = 0.59; break; case 778: bar = 0.59; break; case 779: bar = 0.59; break; case 780: bar = 0.58; break; case 781: bar = 0.58; break; case 782: bar = 0.58; break; case 783: bar = 0.58; break; case 784: bar = 0.58; break; case 785: bar = 0.57; break; case 786: bar = 0.57; break; case 787: bar = 0.57; break; case 788: bar = 0.57; break; case 789: bar = 0.57; break; case 790: bar = 0.57; break; case 791: bar = 0.56; break; case 792: bar = 0.56; break; case 793: bar = 0.56; break; case 794: bar = 0.56; break; case 795: bar = 0.56; break; case 796: bar = 0.56; break; case 797: bar = 0.55; break; case 798: bar = 0.55; break; case 799: bar = 0.55; break; case 800: bar = 0.55; break; case 801: bar = 0.55; break; case 802: bar = 0.55; break; case 803: bar = 0.54; break; case 804: bar = 0.54; break; case 805: bar = 0.54; break; case 806: bar = 0.54; break; case 807: bar = 0.54; break; case 808: bar = 0.54; break; case 809: bar = 0.53; break; case 810: bar = 0.53; break; case 811: bar = 0.53; break; case 812: bar = 0.53; break; case 813: bar = 0.53; break; case 814: bar = 0.53; break; case 815: bar = 0.53; break; case 816: bar = 0.52; break; case 817: bar = 0.52; break; case 818: bar = 0.52; break; case 819: bar = 0.52; break; case 820: bar = 0.52; break; case 821: bar = 0.52; break; case 822: bar = 0.51; break; case 823: bar = 0.51; break; case 824: bar = 0.51; break; case 825: bar = 0.51; break; case 826: bar = 0.51; break; case 827: bar = 0.51; break; case 828: bar = 0.5; break; case 829: bar = 0.5; break; case 830: bar = 0.5; break; case 831: bar = 0.5; break; case 832: bar = 0.5; break; case 833: bar = 0.5; break; case 834: bar = 0.5; break; case 835: bar = 0.49; break; case 836: bar = 0.49; break; case 837: bar = 0.49; break; case 838: bar = 0.49; break; case 839: bar = 0.49; break; case 840: bar = 0.49; break; case 841: bar = 0.48; break; case 842: bar = 0.48; break; case 843: bar = 0.48; break; case 844: bar = 0.48; break; case 845: bar = 0.48; break; case 846: bar = 0.48; break; case 847: bar = 0.48; break; case 848: bar = 0.47; break; case 849: bar = 0.47; break; case 850: bar = 0.47; break; case 851: bar = 0.47; break; case 852: bar = 0.47; break; case 853: bar = 0.47; break; case 854: bar = 0.47; break; case 855: bar = 0.46; break; case 856: bar = 0.46; break; case 857: bar = 0.46; break; case 858: bar = 0.46; break; case 859: bar = 0.46; break; case 860: bar = 0.46; break; case 861: bar = 0.46; break; case 862: bar = 0.45; break; case 863: bar = 0.45; break; case 864: bar = 0.45; break; case 865: bar = 0.45; break; case 866: bar = 0.45; break; case 867: bar = 0.45; break; case 868: bar = 0.45; break; case 869: bar = 0.44; break; case 870: bar = 0.44; break; case 871: bar = 0.44; break; case 872: bar = 0.44; break; case 873: bar = 0.44; break; case 874: bar = 0.44; break; case 875: bar = 0.44; break; case 876: bar = 0.43; break; case 877: bar = 0.43; break; case 878: bar = 0.43; break; case 879: bar = 0.43; break; case 880: bar = 0.43; break; case 881: bar = 0.43; break; case 882: bar = 0.43; break; case 883: bar = 0.42; break; case 884: bar = 0.42; break; case 885: bar = 0.42; break; case 886: bar = 0.42; break; case 887: bar = 0.42; break; case 888: bar = 0.42; break; case 889: bar = 0.42; break; case 890: bar = 0.41; break; case 891: bar = 0.41; break; case 892: bar = 0.41; break; case 893: bar = 0.41; break; case 894: bar = 0.41; break; case 895: bar = 0.41; break; case 896: bar = 0.41; break; case 897: bar = 0.41; break; case 898: bar = 0.4; break; case 899: bar = 0.4; break; case 900: bar = 0.4; break; case 901: bar = 0.4; break; case 902: bar = 0.4; break; case 903: bar = 0.4; break; case 904: bar = 0.4; break; case 905: bar = 0.39; break; case 906: bar = 0.39; break; case 907: bar = 0.39; break; case 908: bar = 0.39; break; case 909: bar = 0.39; break; case 910: bar = 0.39; break; case 911: bar = 0.39; break; case 912: bar = 0.39; break; case 913: bar = 0.38; break; case 914: bar = 0.38; break; case 915: bar = 0.38; break; case 916: bar = 0.38; break; case 917: bar = 0.38; break; case 918: bar = 0.38; break; case 919: bar = 0.38; break; case 920: bar = 0.38; break; case 921: bar = 0.37; break; case 922: bar = 0.37; break; case 923: bar = 0.37; break; case 924: bar = 0.37; break; case 925: bar = 0.37; break; case 926: bar = 0.37; break; case 927: bar = 0.37; break; case 928: bar = 0.37; break; case 929: bar = 0.36; break; case 930: bar = 0.36; break; case 931: bar = 0.36; break; case 932: bar = 0.36; break; case 933: bar = 0.36; break; case 934: bar = 0.36; break; case 935: bar = 0.36; break; case 936: bar = 0.36; break; case 937: bar = 0.35; break; case 938: bar = 0.35; break; case 939: bar = 0.35; break; case 940: bar = 0.35; break; case 941: bar = 0.35; break; case 942: bar = 0.35; break; case 943: bar = 0.35; break; case 944: bar = 0.35; break; case 945: bar = 0.34; break; case 946: bar = 0.34; break; case 947: bar = 0.34; break; case 948: bar = 0.34; break; case 949: bar = 0.34; break; case 950: bar = 0.34; break; case 951: bar = 0.34; break; case 952: bar = 0.34; break; case 953: bar = 0.33; break; case 954: bar = 0.33; break; case 955: bar = 0.33; break; case 956: bar = 0.33; break; case 957: bar = 0.33; break; case 958: bar = 0.33; break; case 959: bar = 0.33; break; case 960: bar = 0.33; break; case 961: bar = 0.32; break; case 962: bar = 0.32; break; case 963: bar = 0.32; break; case 964: bar = 0.32; break; case 965: bar = 0.32; break; case 966: bar = 0.32; break; case 967: bar = 0.32; break; case 968: bar = 0.32; break; case 969: bar = 0.32; break; case 970: bar = 0.31; break; case 971: bar = 0.31; break; case 972: bar = 0.31; break; case 973: bar = 0.31; break; case 974: bar = 0.31; break; case 975: bar = 0.31; break; case 976: bar = 0.31; break; case 977: bar = 0.31; break; case 978: bar = 0.3; break; case 979: bar = 0.3; break; case 980: bar = 0.3; break; case 981: bar = 0.3; break; case 982: bar = 0.3; break; case 983: bar = 0.3; break; case 984: bar = 0.3; break; case 985: bar = 0.3; break; case 986: bar = 0.3; break; case 987: bar = 0.29; break; case 988: bar = 0.29; break; case 989: bar = 0.29; break; case 990: bar = 0.29; break; case 991: bar = 0.29; break; case 992: bar = 0.29; break; case 993: bar = 0.29; break; case 994: bar = 0.29; break; case 995: bar = 0.29; break; case 996: bar = 0.28; break; case 997: bar = 0.28; break; case 998: bar = 0.28; break; case 999: bar = 0.28; break; case 1000: bar = 0.28; break; case 1001: bar = 0.28; break; case 1002: bar = 0.28; break; case 1003: bar = 0.28; break; case 1004: bar = 0.28; break; case 1005: bar = 0.27; break; case 1006: bar = 0.27; break; case 1007: bar = 0.27; break; case 1008: bar = 0.27; break; case 1009: bar = 0.27; break; case 1010: bar = 0.27; break; case 1011: bar = 0.27; break; case 1012: bar = 0.27; break; case 1013: bar = 0.27; break; case 1014: bar = 0.26; break; case 1015: bar = 0.26; break; case 1016: bar = 0.26; break; case 1017: bar = 0.26; break; case 1018: bar = 0.26; break; case 1019: bar = 0.26; break; case 1020: bar = 0.26; break; case 1021: bar = 0.26; break; case 1022: bar = 0.26; break; case 1023: bar = 0.26; break; case 1024: bar = 0.25; break;
case 97: bar = 7.74; break; | case 97: bar = 7.74; break; case 98: bar = 7.67; break; case 99: bar = 7.6; break; case 100: bar = 7.53; break; case 101: bar = 7.46; break; case 102: bar = 7.4; break; case 103: bar = 7.33; break; case 104: bar = 7.27; break; case 105: bar = 7.2; break; case 106: bar = 7.14; break; case 107: bar = 7.08; break; case 108: bar = 7.02; break; case 109: bar = 6.96; break; case 110: bar = 6.9; break; case 111: bar = 6.85; break; case 112: bar = 6.79; break; case 113: bar = 6.74; break; case 114: bar = 6.68; break; case 115: bar = 6.63; break; case 116: bar = 6.57; break; case 117: bar = 6.52; break; case 118: bar = 6.47; break; case 119: bar = 6.42; break; case 120: bar = 6.37; break; case 121: bar = 6.32; break; case 122: bar = 6.27; break; case 123: bar = 6.23; break; case 124: bar = 6.18; break; case 125: bar = 6.13; break; case 126: bar = 6.09; break; case 127: bar = 6.04; break; case 128: bar = 6; break; case 129: bar = 5.95; break; case 130: bar = 5.91; break; case 131: bar = 5.87; break; case 132: bar = 5.83; break; case 133: bar = 5.79; break; case 134: bar = 5.75; break; case 135: bar = 5.71; break; case 136: bar = 5.67; break; case 137: bar = 5.63; break; case 138: bar = 5.59; break; case 139: bar = 5.55; break; case 140: bar = 5.51; break; case 141: bar = 5.47; break; case 142: bar = 5.44; break; case 143: bar = 5.4; break; case 144: bar = 5.37; break; case 145: bar = 5.33; break; case 146: bar = 5.3; break; case 147: bar = 5.26; break; case 148: bar = 5.23; break; case 149: bar = 5.19; break; case 150: bar = 5.16; break; case 151: bar = 5.13; break; case 152: bar = 5.09; break; case 153: bar = 5.06; break; case 154: bar = 5.03; break; case 155: bar = 5; break; case 156: bar = 4.97; break; case 157: bar = 4.94; break; case 158: bar = 4.91; break; case 159: bar = 4.88; break; case 160: bar = 4.85; break; case 161: bar = 4.82; break; case 162: bar = 4.79; break; case 163: bar = 4.76; break; case 164: bar = 4.73; break; case 165: bar = 4.7; break; case 166: bar = 4.68; break; case 167: bar = 4.65; break; case 168: bar = 4.62; break; case 169: bar = 4.59; break; case 170: bar = 4.57; break; case 171: bar = 4.54; break; case 172: bar = 4.52; break; case 173: bar = 4.49; break; case 174: bar = 4.46; break; case 175: bar = 4.44; break; case 176: bar = 4.41; break; case 177: bar = 4.39; break; case 178: bar = 4.36; break; case 179: bar = 4.34; break; case 180: bar = 4.32; break; case 181: bar = 4.29; break; case 182: bar = 4.27; break; case 183: bar = 4.25; break; case 184: bar = 4.22; break; case 185: bar = 4.2; break; case 186: bar = 4.18; break; case 187: bar = 4.15; break; case 188: bar = 4.13; break; case 189: bar = 4.11; break; case 190: bar = 4.09; break; case 191: bar = 4.07; break; case 192: bar = 4.05; break; case 193: bar = 4.02; break; case 194: bar = 4; break; case 195: bar = 3.98; break; case 196: bar = 3.96; break; case 197: bar = 3.94; break; case 198: bar = 3.92; break; case 199: bar = 3.9; break; case 200: bar = 3.88; break; case 201: bar = 3.86; break; case 202: bar = 3.84; break; case 203: bar = 3.82; break; case 204: bar = 3.8; break; case 205: bar = 3.78; break; case 206: bar = 3.77; break; case 207: bar = 3.75; break; case 208: bar = 3.73; break; case 209: bar = 3.71; break; case 210: bar = 3.69; break; case 211: bar = 3.67; break; case 212: bar = 3.66; break; case 213: bar = 3.64; break; case 214: bar = 3.62; break; case 215: bar = 3.6; break; case 216: bar = 3.59; break; case 217: bar = 3.57; break; case 218: bar = 3.55; break; case 219: bar = 3.53; break; case 220: bar = 3.52; break; case 221: bar = 3.5; break; case 222: bar = 3.48; break; case 223: bar = 3.47; break; case 224: bar = 3.45; break; case 225: bar = 3.44; break; case 226: bar = 3.42; break; case 227: bar = 3.4; break; case 228: bar = 3.39; break; case 229: bar = 3.37; break; case 230: bar = 3.36; break; case 231: bar = 3.34; break; case 232: bar = 3.33; break; case 233: bar = 3.31; break; case 234: bar = 3.3; break; case 235: bar = 3.28; break; case 236: bar = 3.27; break; case 237: bar = 3.25; break; case 238: bar = 3.24; break; case 239: bar = 3.22; break; case 240: bar = 3.21; break; case 241: bar = 3.19; break; case 242: bar = 3.18; break; case 243: bar = 3.17; break; case 244: bar = 3.15; break; case 245: bar = 3.14; break; case 246: bar = 3.12; break; case 247: bar = 3.11; break; case 248: bar = 3.1; break; case 249: bar = 3.08; break; case 250: bar = 3.07; break; case 251: bar = 3.06; break; case 252: bar = 3.04; break; case 253: bar = 3.03; break; case 254: bar = 3.02; break; case 255: bar = 3.01; break; case 256: bar = 2.99; break; case 257: bar = 2.98; break; case 258: bar = 2.97; break; case 259: bar = 2.96; break; case 260: bar = 2.94; break; case 261: bar = 2.93; break; case 262: bar = 2.92; break; case 263: bar = 2.91; break; case 264: bar = 2.89; break; case 265: bar = 2.88; break; case 266: bar = 2.87; break; case 267: bar = 2.86; break; case 268: bar = 2.85; break; case 269: bar = 2.83; break; case 270: bar = 2.82; break; case 271: bar = 2.81; break; case 272: bar = 2.8; break; case 273: bar = 2.79; break; case 274: bar = 2.78; break; case 275: bar = 2.77; break; case 276: bar = 2.76; break; case 277: bar = 2.74; break; case 278: bar = 2.73; break; case 279: bar = 2.72; break; case 280: bar = 2.71; break; case 281: bar = 2.7; break; case 282: bar = 2.69; break; case 283: bar = 2.68; break; case 284: bar = 2.67; break; case 285: bar = 2.66; break; case 286: bar = 2.65; break; case 287: bar = 2.64; break; case 288: bar = 2.63; break; case 289: bar = 2.62; break; case 290: bar = 2.61; break; case 291: bar = 2.6; break; case 292: bar = 2.59; break; case 293: bar = 2.58; break; case 294: bar = 2.57; break; case 295: bar = 2.56; break; case 296: bar = 2.55; break; case 297: bar = 2.54; break; case 298: bar = 2.53; break; case 299: bar = 2.52; break; case 300: bar = 2.51; break; case 301: bar = 2.5; break; case 302: bar = 2.49; break; case 303: bar = 2.48; break; case 304: bar = 2.47; break; case 305: bar = 2.46; break; case 306: bar = 2.45; break; case 307: bar = 2.44; break; case 308: bar = 2.43; break; case 309: bar = 2.42; break; case 310: bar = 2.41; break; case 311: bar = 2.41; break; case 312: bar = 2.4; break; case 313: bar = 2.39; break; case 314: bar = 2.38; break; case 315: bar = 2.37; break; case 316: bar = 2.36; break; case 317: bar = 2.35; break; case 318: bar = 2.34; break; case 319: bar = 2.34; break; case 320: bar = 2.33; break; case 321: bar = 2.32; break; case 322: bar = 2.31; break; case 323: bar = 2.3; break; case 324: bar = 2.29; break; case 325: bar = 2.28; break; case 326: bar = 2.28; break; case 327: bar = 2.27; break; case 328: bar = 2.26; break; case 329: bar = 2.25; break; case 330: bar = 2.24; break; case 331: bar = 2.24; break; case 332: bar = 2.23; break; case 333: bar = 2.22; break; case 334: bar = 2.21; break; case 335: bar = 2.2; break; case 336: bar = 2.2; break; case 337: bar = 2.19; break; case 338: bar = 2.18; break; case 339: bar = 2.17; break; case 340: bar = 2.17; break; case 341: bar = 2.16; break; case 342: bar = 2.15; break; case 343: bar = 2.14; break; case 344: bar = 2.13; break; case 345: bar = 2.13; break; case 346: bar = 2.12; break; case 347: bar = 2.11; break; case 348: bar = 2.11; break; case 349: bar = 2.1; break; case 350: bar = 2.09; break; case 351: bar = 2.08; break; case 352: bar = 2.08; break; case 353: bar = 2.07; break; case 354: bar = 2.06; break; case 355: bar = 2.05; break; case 356: bar = 2.05; break; case 357: bar = 2.04; break; case 358: bar = 2.03; break; case 359: bar = 2.03; break; case 360: bar = 2.02; break; case 361: bar = 2.01; break; case 362: bar = 2.01; break; case 363: bar = 2; break; case 364: bar = 1.99; break; case 365: bar = 1.99; break; case 366: bar = 1.98; break; case 367: bar = 1.97; break; case 368: bar = 1.97; break; case 369: bar = 1.96; break; case 370: bar = 1.95; break; case 371: bar = 1.95; break; case 372: bar = 1.94; break; case 373: bar = 1.93; break; case 374: bar = 1.93; break; case 375: bar = 1.92; break; case 376: bar = 1.91; break; case 377: bar = 1.91; break; case 378: bar = 1.9; break; case 379: bar = 1.89; break; case 380: bar = 1.89; break; case 381: bar = 1.88; break; case 382: bar = 1.88; break; case 383: bar = 1.87; break; case 384: bar = 1.86; break; case 385: bar = 1.86; break; case 386: bar = 1.85; break; case 387: bar = 1.85; break; case 388: bar = 1.84; break; case 389: bar = 1.83; break; case 390: bar = 1.83; break; case 391: bar = 1.82; break; case 392: bar = 1.82; break; case 393: bar = 1.81; break; case 394: bar = 1.8; break; case 395: bar = 1.8; break; case 396: bar = 1.79; break; case 397: bar = 1.79; break; case 398: bar = 1.78; break; case 399: bar = 1.77; break; case 400: bar = 1.77; break; case 401: bar = 1.76; break; case 402: bar = 1.76; break; case 403: bar = 1.75; break; case 404: bar = 1.75; break; case 405: bar = 1.74; break; case 406: bar = 1.73; break; case 407: bar = 1.73; break; case 408: bar = 1.72; break; case 409: bar = 1.72; break; case 410: bar = 1.71; break; case 411: bar = 1.71; break; case 412: bar = 1.7; break; case 413: bar = 1.7; break; case 414: bar = 1.69; break; case 415: bar = 1.69; break; case 416: bar = 1.68; break; case 417: bar = 1.67; break; case 418: bar = 1.67; break; case 419: bar = 1.66; break; case 420: bar = 1.66; break; case 421: bar = 1.65; break; case 422: bar = 1.65; break; case 423: bar = 1.64; break; case 424: bar = 1.64; break; case 425: bar = 1.63; break; case 426: bar = 1.63; break; case 427: bar = 1.62; break; case 428: bar = 1.62; break; case 429: bar = 1.61; break; case 430: bar = 1.61; break; case 431: bar = 1.6; break; case 432: bar = 1.6; break; case 433: bar = 1.59; break; case 434: bar = 1.59; break; case 435: bar = 1.58; break; case 436: bar = 1.58; break; case 437: bar = 1.57; break; case 438: bar = 1.57; break; case 439: bar = 1.56; break; case 440: bar = 1.56; break; case 441: bar = 1.55; break; case 442: bar = 1.55; break; case 443: bar = 1.54; break; case 444: bar = 1.54; break; case 445: bar = 1.53; break; case 446: bar = 1.53; break; case 447: bar = 1.53; break; case 448: bar = 1.52; break; case 449: bar = 1.52; break; case 450: bar = 1.51; break; case 451: bar = 1.51; break; case 452: bar = 1.5; break; case 453: bar = 1.5; break; case 454: bar = 1.49; break; case 455: bar = 1.49; break; case 456: bar = 1.48; break; case 457: bar = 1.48; break; case 458: bar = 1.47; break; case 459: bar = 1.47; break; case 460: bar = 1.47; break; case 461: bar = 1.46; break; case 462: bar = 1.46; break; case 463: bar = 1.45; break; case 464: bar = 1.45; break; case 465: bar = 1.44; break; case 466: bar = 1.44; break; case 467: bar = 1.44; break; case 468: bar = 1.43; break; case 469: bar = 1.43; break; case 470: bar = 1.42; break; case 471: bar = 1.42; break; case 472: bar = 1.41; break; case 473: bar = 1.41; break; case 474: bar = 1.41; break; case 475: bar = 1.4; break; case 476: bar = 1.4; break; case 477: bar = 1.39; break; case 478: bar = 1.39; break; case 479: bar = 1.38; break; case 480: bar = 1.38; break; case 481: bar = 1.38; break; case 482: bar = 1.37; break; case 483: bar = 1.37; break; case 484: bar = 1.36; break; case 485: bar = 1.36; break; case 486: bar = 1.36; break; case 487: bar = 1.35; break; case 488: bar = 1.35; break; case 489: bar = 1.34; break; case 490: bar = 1.34; break; case 491: bar = 1.34; break; case 492: bar = 1.33; break; case 493: bar = 1.33; break; case 494: bar = 1.32; break; case 495: bar = 1.32; break; case 496: bar = 1.32; break; case 497: bar = 1.31; break; case 498: bar = 1.31; break; case 499: bar = 1.3; break; case 500: bar = 1.3; break; case 501: bar = 1.3; break; case 502: bar = 1.29; break; case 503: bar = 1.29; break; case 504: bar = 1.29; break; case 505: bar = 1.28; break; case 506: bar = 1.28; break; case 507: bar = 1.27; break; case 508: bar = 1.27; break; case 509: bar = 1.27; break; case 510: bar = 1.26; break; case 511: bar = 1.26; break; case 512: bar = 1.26; break; case 513: bar = 1.25; break; case 514: bar = 1.25; break; case 515: bar = 1.24; break; case 516: bar = 1.24; break; case 517: bar = 1.24; break; case 518: bar = 1.23; break; case 519: bar = 1.23; break; case 520: bar = 1.23; break; case 521: bar = 1.22; break; case 522: bar = 1.22; break; case 523: bar = 1.22; break; case 524: bar = 1.21; break; case 525: bar = 1.21; break; case 526: bar = 1.21; break; case 527: bar = 1.2; break; case 528: bar = 1.2; break; case 529: bar = 1.2; break; case 530: bar = 1.19; break; case 531: bar = 1.19; break; case 532: bar = 1.18; break; case 533: bar = 1.18; break; case 534: bar = 1.18; break; case 535: bar = 1.17; break; case 536: bar = 1.17; break; case 537: bar = 1.17; break; case 538: bar = 1.16; break; case 539: bar = 1.16; break; case 540: bar = 1.16; break; case 541: bar = 1.15; break; case 542: bar = 1.15; break; case 543: bar = 1.15; break; case 544: bar = 1.14; break; case 545: bar = 1.14; break; case 546: bar = 1.14; break; case 547: bar = 1.13; break; case 548: bar = 1.13; break; case 549: bar = 1.13; break; case 550: bar = 1.12; break; case 551: bar = 1.12; break; case 552: bar = 1.12; break; case 553: bar = 1.12; break; case 554: bar = 1.11; break; case 555: bar = 1.11; break; case 556: bar = 1.11; break; case 557: bar = 1.1; break; case 558: bar = 1.1; break; case 559: bar = 1.1; break; case 560: bar = 1.09; break; case 561: bar = 1.09; break; case 562: bar = 1.09; break; case 563: bar = 1.08; break; case 564: bar = 1.08; break; case 565: bar = 1.08; break; case 566: bar = 1.07; break; case 567: bar = 1.07; break; case 568: bar = 1.07; break; case 569: bar = 1.07; break; case 570: bar = 1.06; break; case 571: bar = 1.06; break; case 572: bar = 1.06; break; case 573: bar = 1.05; break; case 574: bar = 1.05; break; case 575: bar = 1.05; break; case 576: bar = 1.04; break; case 577: bar = 1.04; break; case 578: bar = 1.04; break; case 579: bar = 1.04; break; case 580: bar = 1.03; break; case 581: bar = 1.03; break; case 582: bar = 1.03; break; case 583: bar = 1.02; break; case 584: bar = 1.02; break; case 585: bar = 1.02; break; case 586: bar = 1.02; break; case 587: bar = 1.01; break; case 588: bar = 1.01; break; case 589: bar = 1.01; break; case 590: bar = 1; break; case 591: bar = 1; break; case 592: bar = 1; break; case 593: bar = 1; break; case 594: bar = 0.99; break; case 595: bar = 0.99; break; case 596: bar = 0.99; break; case 597: bar = 0.98; break; case 598: bar = 0.98; break; case 599: bar = 0.98; break; case 600: bar = 0.98; break; case 601: bar = 0.97; break; case 602: bar = 0.97; break; case 603: bar = 0.97; break; case 604: bar = 0.96; break; case 605: bar = 0.96; break; case 606: bar = 0.96; break; case 607: bar = 0.96; break; case 608: bar = 0.95; break; case 609: bar = 0.95; break; case 610: bar = 0.95; break; case 611: bar = 0.95; break; case 612: bar = 0.94; break; case 613: bar = 0.94; break; case 614: bar = 0.94; break; case 615: bar = 0.94; break; case 616: bar = 0.93; break; case 617: bar = 0.93; break; case 618: bar = 0.93; break; case 619: bar = 0.92; break; case 620: bar = 0.92; break; case 621: bar = 0.92; break; case 622: bar = 0.92; break; case 623: bar = 0.91; break; case 624: bar = 0.91; break; case 625: bar = 0.91; break; case 626: bar = 0.91; break; case 627: bar = 0.9; break; case 628: bar = 0.9; break; case 629: bar = 0.9; break; case 630: bar = 0.9; break; case 631: bar = 0.89; break; case 632: bar = 0.89; break; case 633: bar = 0.89; break; case 634: bar = 0.89; break; case 635: bar = 0.88; break; case 636: bar = 0.88; break; case 637: bar = 0.88; break; case 638: bar = 0.88; break; case 639: bar = 0.87; break; case 640: bar = 0.87; break; case 641: bar = 0.87; break; case 642: bar = 0.87; break; case 643: bar = 0.86; break; case 644: bar = 0.86; break; case 645: bar = 0.86; break; case 646: bar = 0.86; break; case 647: bar = 0.85; break; case 648: bar = 0.85; break; case 649: bar = 0.85; break; case 650: bar = 0.85; break; case 651: bar = 0.84; break; case 652: bar = 0.84; break; case 653: bar = 0.84; break; case 654: bar = 0.84; break; case 655: bar = 0.84; break; case 656: bar = 0.83; break; case 657: bar = 0.83; break; case 658: bar = 0.83; break; case 659: bar = 0.83; break; case 660: bar = 0.82; break; case 661: bar = 0.82; break; case 662: bar = 0.82; break; case 663: bar = 0.82; break; case 664: bar = 0.81; break; case 665: bar = 0.81; break; case 666: bar = 0.81; break; case 667: bar = 0.81; break; case 668: bar = 0.81; break; case 669: bar = 0.8; break; case 670: bar = 0.8; break; case 671: bar = 0.8; break; case 672: bar = 0.8; break; case 673: bar = 0.79; break; case 674: bar = 0.79; break; case 675: bar = 0.79; break; case 676: bar = 0.79; break; case 677: bar = 0.78; break; case 678: bar = 0.78; break; case 679: bar = 0.78; break; case 680: bar = 0.78; break; case 681: bar = 0.78; break; case 682: bar = 0.77; break; case 683: bar = 0.77; break; case 684: bar = 0.77; break; case 685: bar = 0.77; break; case 686: bar = 0.77; break; case 687: bar = 0.76; break; case 688: bar = 0.76; break; case 689: bar = 0.76; break; case 690: bar = 0.76; break; case 691: bar = 0.75; break; case 692: bar = 0.75; break; case 693: bar = 0.75; break; case 694: bar = 0.75; break; case 695: bar = 0.75; break; case 696: bar = 0.74; break; case 697: bar = 0.74; break; case 698: bar = 0.74; break; case 699: bar = 0.74; break; case 700: bar = 0.74; break; case 701: bar = 0.73; break; case 702: bar = 0.73; break; case 703: bar = 0.73; break; case 704: bar = 0.73; break; case 705: bar = 0.72; break; case 706: bar = 0.72; break; case 707: bar = 0.72; break; case 708: bar = 0.72; break; case 709: bar = 0.72; break; case 710: bar = 0.71; break; case 711: bar = 0.71; break; case 712: bar = 0.71; break; case 713: bar = 0.71; break; case 714: bar = 0.71; break; case 715: bar = 0.7; break; case 716: bar = 0.7; break; case 717: bar = 0.7; break; case 718: bar = 0.7; break; case 719: bar = 0.7; break; case 720: bar = 0.69; break; case 721: bar = 0.69; break; case 722: bar = 0.69; break; case 723: bar = 0.69; break; case 724: bar = 0.69; break; case 725: bar = 0.68; break; case 726: bar = 0.68; break; case 727: bar = 0.68; break; case 728: bar = 0.68; break; case 729: bar = 0.68; break; case 730: bar = 0.67; break; case 731: bar = 0.67; break; case 732: bar = 0.67; break; case 733: bar = 0.67; break; case 734: bar = 0.67; break; case 735: bar = 0.67; break; case 736: bar = 0.66; break; case 737: bar = 0.66; break; case 738: bar = 0.66; break; case 739: bar = 0.66; break; case 740: bar = 0.66; break; case 741: bar = 0.65; break; case 742: bar = 0.65; break; case 743: bar = 0.65; break; case 744: bar = 0.65; break; case 745: bar = 0.65; break; case 746: bar = 0.64; break; case 747: bar = 0.64; break; case 748: bar = 0.64; break; case 749: bar = 0.64; break; case 750: bar = 0.64; break; case 751: bar = 0.64; break; case 752: bar = 0.63; break; case 753: bar = 0.63; break; case 754: bar = 0.63; break; case 755: bar = 0.63; break; case 756: bar = 0.63; break; case 757: bar = 0.62; break; case 758: bar = 0.62; break; case 759: bar = 0.62; break; case 760: bar = 0.62; break; case 761: bar = 0.62; break; case 762: bar = 0.61; break; case 763: bar = 0.61; break; case 764: bar = 0.61; break; case 765: bar = 0.61; break; case 766: bar = 0.61; break; case 767: bar = 0.61; break; case 768: bar = 0.6; break; case 769: bar = 0.6; break; case 770: bar = 0.6; break; case 771: bar = 0.6; break; case 772: bar = 0.6; break; case 773: bar = 0.6; break; case 774: bar = 0.59; break; case 775: bar = 0.59; break; case 776: bar = 0.59; break; case 777: bar = 0.59; break; case 778: bar = 0.59; break; case 779: bar = 0.59; break; case 780: bar = 0.58; break; case 781: bar = 0.58; break; case 782: bar = 0.58; break; case 783: bar = 0.58; break; case 784: bar = 0.58; break; case 785: bar = 0.57; break; case 786: bar = 0.57; break; case 787: bar = 0.57; break; case 788: bar = 0.57; break; case 789: bar = 0.57; break; case 790: bar = 0.57; break; case 791: bar = 0.56; break; case 792: bar = 0.56; break; case 793: bar = 0.56; break; case 794: bar = 0.56; break; case 795: bar = 0.56; break; case 796: bar = 0.56; break; case 797: bar = 0.55; break; case 798: bar = 0.55; break; case 799: bar = 0.55; break; case 800: bar = 0.55; break; case 801: bar = 0.55; break; case 802: bar = 0.55; break; case 803: bar = 0.54; break; case 804: bar = 0.54; break; case 805: bar = 0.54; break; case 806: bar = 0.54; break; case 807: bar = 0.54; break; case 808: bar = 0.54; break; case 809: bar = 0.53; break; case 810: bar = 0.53; break; case 811: bar = 0.53; break; case 812: bar = 0.53; break; case 813: bar = 0.53; break; case 814: bar = 0.53; break; case 815: bar = 0.53; break; case 816: bar = 0.52; break; case 817: bar = 0.52; break; case 818: bar = 0.52; break; case 819: bar = 0.52; break; case 820: bar = 0.52; break; case 821: bar = 0.52; break; case 822: bar = 0.51; break; case 823: bar = 0.51; break; case 824: bar = 0.51; break; case 825: bar = 0.51; break; case 826: bar = 0.51; break; case 827: bar = 0.51; break; case 828: bar = 0.5; break; case 829: bar = 0.5; break; case 830: bar = 0.5; break; case 831: bar = 0.5; break; case 832: bar = 0.5; break; case 833: bar = 0.5; break; case 834: bar = 0.5; break; case 835: bar = 0.49; break; case 836: bar = 0.49; break; case 837: bar = 0.49; break; case 838: bar = 0.49; break; case 839: bar = 0.49; break; case 840: bar = 0.49; break; case 841: bar = 0.48; break; case 842: bar = 0.48; break; case 843: bar = 0.48; break; case 844: bar = 0.48; break; case 845: bar = 0.48; break; case 846: bar = 0.48; break; case 847: bar = 0.48; break; case 848: bar = 0.47; break; case 849: bar = 0.47; break; case 850: bar = 0.47; break; case 851: bar = 0.47; break; case 852: bar = 0.47; break; case 853: bar = 0.47; break; case 854: bar = 0.47; break; case 855: bar = 0.46; break; case 856: bar = 0.46; break; case 857: bar = 0.46; break; case 858: bar = 0.46; break; case 859: bar = 0.46; break; case 860: bar = 0.46; break; case 861: bar = 0.46; break; case 862: bar = 0.45; break; case 863: bar = 0.45; break; case 864: bar = 0.45; break; case 865: bar = 0.45; break; case 866: bar = 0.45; break; case 867: bar = 0.45; break; case 868: bar = 0.45; break; case 869: bar = 0.44; break; case 870: bar = 0.44; break; case 871: bar = 0.44; break; case 872: bar = 0.44; break; case 873: bar = 0.44; break; case 874: bar = 0.44; break; case 875: bar = 0.44; break; case 876: bar = 0.43; break; case 877: bar = 0.43; break; case 878: bar = 0.43; break; case 879: bar = 0.43; break; case 880: bar = 0.43; break; case 881: bar = 0.43; break; case 882: bar = 0.43; break; case 883: bar = 0.42; break; case 884: bar = 0.42; break; case 885: bar = 0.42; break; case 886: bar = 0.42; break; case 887: bar = 0.42; break; case 888: bar = 0.42; break; case 889: bar = 0.42; break; case 890: bar = 0.41; break; case 891: bar = 0.41; break; case 892: bar = 0.41; break; case 893: bar = 0.41; break; case 894: bar = 0.41; break; case 895: bar = 0.41; break; case 896: bar = 0.41; break; case 897: bar = 0.41; break; case 898: bar = 0.4; break; case 899: bar = 0.4; break; case 900: bar = 0.4; break; case 901: bar = 0.4; break; case 902: bar = 0.4; break; case 903: bar = 0.4; break; case 904: bar = 0.4; break; case 905: bar = 0.39; break; case 906: bar = 0.39; break; case 907: bar = 0.39; break; case 908: bar = 0.39; break; case 909: bar = 0.39; break; case 910: bar = 0.39; break; case 911: bar = 0.39; break; case 912: bar = 0.39; break; case 913: bar = 0.38; break; case 914: bar = 0.38; break; case 915: bar = 0.38; break; case 916: bar = 0.38; break; case 917: bar = 0.38; break; case 918: bar = 0.38; break; case 919: bar = 0.38; break; case 920: bar = 0.38; break; case 921: bar = 0.37; break; case 922: bar = 0.37; break; case 923: bar = 0.37; break; case 924: bar = 0.37; break; case 925: bar = 0.37; break; case 926: bar = 0.37; break; case 927: bar = 0.37; break; case 928: bar = 0.37; break; case 929: bar = 0.36; break; case 930: bar = 0.36; break; case 931: bar = 0.36; break; case 932: bar = 0.36; break; case 933: bar = 0.36; break; case 934: bar = 0.36; break; case 935: bar = 0.36; break; case 936: bar = 0.36; break; case 937: bar = 0.35; break; case 938: bar = 0.35; break; case 939: bar = 0.35; break; case 940: bar = 0.35; break; case 941: bar = 0.35; break; case 942: bar = 0.35; break; case 943: bar = 0.35; break; case 944: bar = 0.35; break; case 945: bar = 0.34; break; case 946: bar = 0.34; break; case 947: bar = 0.34; break; case 948: bar = 0.34; break; case 949: bar = 0.34; break; case 950: bar = 0.34; break; case 951: bar = 0.34; break; case 952: bar = 0.34; break; case 953: bar = 0.33; break; case 954: bar = 0.33; break; case 955: bar = 0.33; break; case 956: bar = 0.33; break; case 957: bar = 0.33; break; case 958: bar = 0.33; break; case 959: bar = 0.33; break; case 960: bar = 0.33; break; case 961: bar = 0.32; break; case 962: bar = 0.32; break; case 963: bar = 0.32; break; case 964: bar = 0.32; break; case 965: bar = 0.32; break; case 966: bar = 0.32; break; case 967: bar = 0.32; break; case 968: bar = 0.32; break; case 969: bar = 0.32; break; case 970: bar = 0.31; break; case 971: bar = 0.31; break; case 972: bar = 0.31; break; case 973: bar = 0.31; break; case 974: bar = 0.31; break; case 975: bar = 0.31; break; case 976: bar = 0.31; break; case 977: bar = 0.31; break; case 978: bar = 0.3; break; case 979: bar = 0.3; break; case 980: bar = 0.3; break; case 981: bar = 0.3; break; case 982: bar = 0.3; break; case 983: bar = 0.3; break; case 984: bar = 0.3; break; case 985: bar = 0.3; break; case 986: bar = 0.3; break; case 987: bar = 0.29; break; case 988: bar = 0.29; break; case 989: bar = 0.29; break; case 990: bar = 0.29; break; case 991: bar = 0.29; break; case 992: bar = 0.29; break; case 993: bar = 0.29; break; case 994: bar = 0.29; break; case 995: bar = 0.29; break; case 996: bar = 0.28; break; case 997: bar = 0.28; break; case 998: bar = 0.28; break; case 999: bar = 0.28; break; case 1000: bar = 0.28; break; case 1001: bar = 0.28; break; case 1002: bar = 0.28; break; case 1003: bar = 0.28; break; case 1004: bar = 0.28; break; case 1005: bar = 0.27; break; case 1006: bar = 0.27; break; case 1007: bar = 0.27; break; case 1008: bar = 0.27; break; case 1009: bar = 0.27; break; case 1010: bar = 0.27; break; case 1011: bar = 0.27; break; case 1012: bar = 0.27; break; case 1013: bar = 0.27; break; case 1014: bar = 0.26; break; case 1015: bar = 0.26; break; case 1016: bar = 0.26; break; case 1017: bar = 0.26; break; case 1018: bar = 0.26; break; case 1019: bar = 0.26; break; case 1020: bar = 0.26; break; case 1021: bar = 0.26; break; case 1022: bar = 0.26; break; case 1023: bar = 0.26; break; case 1024: bar = 0.25; break;
case 98: bar = 7.67; break; | case 98: bar = 7.67; break; case 99: bar = 7.6; break; case 100: bar = 7.53; break; case 101: bar = 7.46; break; case 102: bar = 7.4; break; case 103: bar = 7.33; break; case 104: bar = 7.27; break; case 105: bar = 7.2; break; case 106: bar = 7.14; break; case 107: bar = 7.08; break; case 108: bar = 7.02; break; case 109: bar = 6.96; break; case 110: bar = 6.9; break; case 111: bar = 6.85; break; case 112: bar = 6.79; break; case 113: bar = 6.74; break; case 114: bar = 6.68; break; case 115: bar = 6.63; break; case 116: bar = 6.57; break; case 117: bar = 6.52; break; case 118: bar = 6.47; break; case 119: bar = 6.42; break; case 120: bar = 6.37; break; case 121: bar = 6.32; break; case 122: bar = 6.27; break; case 123: bar = 6.23; break; case 124: bar = 6.18; break; case 125: bar = 6.13; break; case 126: bar = 6.09; break; case 127: bar = 6.04; break; case 128: bar = 6; break; case 129: bar = 5.95; break; case 130: bar = 5.91; break; case 131: bar = 5.87; break; case 132: bar = 5.83; break; case 133: bar = 5.79; break; case 134: bar = 5.75; break; case 135: bar = 5.71; break; case 136: bar = 5.67; break; case 137: bar = 5.63; break; case 138: bar = 5.59; break; case 139: bar = 5.55; break; case 140: bar = 5.51; break; case 141: bar = 5.47; break; case 142: bar = 5.44; break; case 143: bar = 5.4; break; case 144: bar = 5.37; break; case 145: bar = 5.33; break; case 146: bar = 5.3; break; case 147: bar = 5.26; break; case 148: bar = 5.23; break; case 149: bar = 5.19; break; case 150: bar = 5.16; break; case 151: bar = 5.13; break; case 152: bar = 5.09; break; case 153: bar = 5.06; break; case 154: bar = 5.03; break; case 155: bar = 5; break; case 156: bar = 4.97; break; case 157: bar = 4.94; break; case 158: bar = 4.91; break; case 159: bar = 4.88; break; case 160: bar = 4.85; break; case 161: bar = 4.82; break; case 162: bar = 4.79; break; case 163: bar = 4.76; break; case 164: bar = 4.73; break; case 165: bar = 4.7; break; case 166: bar = 4.68; break; case 167: bar = 4.65; break; case 168: bar = 4.62; break; case 169: bar = 4.59; break; case 170: bar = 4.57; break; case 171: bar = 4.54; break; case 172: bar = 4.52; break; case 173: bar = 4.49; break; case 174: bar = 4.46; break; case 175: bar = 4.44; break; case 176: bar = 4.41; break; case 177: bar = 4.39; break; case 178: bar = 4.36; break; case 179: bar = 4.34; break; case 180: bar = 4.32; break; case 181: bar = 4.29; break; case 182: bar = 4.27; break; case 183: bar = 4.25; break; case 184: bar = 4.22; break; case 185: bar = 4.2; break; case 186: bar = 4.18; break; case 187: bar = 4.15; break; case 188: bar = 4.13; break; case 189: bar = 4.11; break; case 190: bar = 4.09; break; case 191: bar = 4.07; break; case 192: bar = 4.05; break; case 193: bar = 4.02; break; case 194: bar = 4; break; case 195: bar = 3.98; break; case 196: bar = 3.96; break; case 197: bar = 3.94; break; case 198: bar = 3.92; break; case 199: bar = 3.9; break; case 200: bar = 3.88; break; case 201: bar = 3.86; break; case 202: bar = 3.84; break; case 203: bar = 3.82; break; case 204: bar = 3.8; break; case 205: bar = 3.78; break; case 206: bar = 3.77; break; case 207: bar = 3.75; break; case 208: bar = 3.73; break; case 209: bar = 3.71; break; case 210: bar = 3.69; break; case 211: bar = 3.67; break; case 212: bar = 3.66; break; case 213: bar = 3.64; break; case 214: bar = 3.62; break; case 215: bar = 3.6; break; case 216: bar = 3.59; break; case 217: bar = 3.57; break; case 218: bar = 3.55; break; case 219: bar = 3.53; break; case 220: bar = 3.52; break; case 221: bar = 3.5; break; case 222: bar = 3.48; break; case 223: bar = 3.47; break; case 224: bar = 3.45; break; case 225: bar = 3.44; break; case 226: bar = 3.42; break; case 227: bar = 3.4; break; case 228: bar = 3.39; break; case 229: bar = 3.37; break; case 230: bar = 3.36; break; case 231: bar = 3.34; break; case 232: bar = 3.33; break; case 233: bar = 3.31; break; case 234: bar = 3.3; break; case 235: bar = 3.28; break; case 236: bar = 3.27; break; case 237: bar = 3.25; break; case 238: bar = 3.24; break; case 239: bar = 3.22; break; case 240: bar = 3.21; break; case 241: bar = 3.19; break; case 242: bar = 3.18; break; case 243: bar = 3.17; break; case 244: bar = 3.15; break; case 245: bar = 3.14; break; case 246: bar = 3.12; break; case 247: bar = 3.11; break; case 248: bar = 3.1; break; case 249: bar = 3.08; break; case 250: bar = 3.07; break; case 251: bar = 3.06; break; case 252: bar = 3.04; break; case 253: bar = 3.03; break; case 254: bar = 3.02; break; case 255: bar = 3.01; break; case 256: bar = 2.99; break; case 257: bar = 2.98; break; case 258: bar = 2.97; break; case 259: bar = 2.96; break; case 260: bar = 2.94; break; case 261: bar = 2.93; break; case 262: bar = 2.92; break; case 263: bar = 2.91; break; case 264: bar = 2.89; break; case 265: bar = 2.88; break; case 266: bar = 2.87; break; case 267: bar = 2.86; break; case 268: bar = 2.85; break; case 269: bar = 2.83; break; case 270: bar = 2.82; break; case 271: bar = 2.81; break; case 272: bar = 2.8; break; case 273: bar = 2.79; break; case 274: bar = 2.78; break; case 275: bar = 2.77; break; case 276: bar = 2.76; break; case 277: bar = 2.74; break; case 278: bar = 2.73; break; case 279: bar = 2.72; break; case 280: bar = 2.71; break; case 281: bar = 2.7; break; case 282: bar = 2.69; break; case 283: bar = 2.68; break; case 284: bar = 2.67; break; case 285: bar = 2.66; break; case 286: bar = 2.65; break; case 287: bar = 2.64; break; case 288: bar = 2.63; break; case 289: bar = 2.62; break; case 290: bar = 2.61; break; case 291: bar = 2.6; break; case 292: bar = 2.59; break; case 293: bar = 2.58; break; case 294: bar = 2.57; break; case 295: bar = 2.56; break; case 296: bar = 2.55; break; case 297: bar = 2.54; break; case 298: bar = 2.53; break; case 299: bar = 2.52; break; case 300: bar = 2.51; break; case 301: bar = 2.5; break; case 302: bar = 2.49; break; case 303: bar = 2.48; break; case 304: bar = 2.47; break; case 305: bar = 2.46; break; case 306: bar = 2.45; break; case 307: bar = 2.44; break; case 308: bar = 2.43; break; case 309: bar = 2.42; break; case 310: bar = 2.41; break; case 311: bar = 2.41; break; case 312: bar = 2.4; break; case 313: bar = 2.39; break; case 314: bar = 2.38; break; case 315: bar = 2.37; break; case 316: bar = 2.36; break; case 317: bar = 2.35; break; case 318: bar = 2.34; break; case 319: bar = 2.34; break; case 320: bar = 2.33; break; case 321: bar = 2.32; break; case 322: bar = 2.31; break; case 323: bar = 2.3; break; case 324: bar = 2.29; break; case 325: bar = 2.28; break; case 326: bar = 2.28; break; case 327: bar = 2.27; break; case 328: bar = 2.26; break; case 329: bar = 2.25; break; case 330: bar = 2.24; break; case 331: bar = 2.24; break; case 332: bar = 2.23; break; case 333: bar = 2.22; break; case 334: bar = 2.21; break; case 335: bar = 2.2; break; case 336: bar = 2.2; break; case 337: bar = 2.19; break; case 338: bar = 2.18; break; case 339: bar = 2.17; break; case 340: bar = 2.17; break; case 341: bar = 2.16; break; case 342: bar = 2.15; break; case 343: bar = 2.14; break; case 344: bar = 2.13; break; case 345: bar = 2.13; break; case 346: bar = 2.12; break; case 347: bar = 2.11; break; case 348: bar = 2.11; break; case 349: bar = 2.1; break; case 350: bar = 2.09; break; case 351: bar = 2.08; break; case 352: bar = 2.08; break; case 353: bar = 2.07; break; case 354: bar = 2.06; break; case 355: bar = 2.05; break; case 356: bar = 2.05; break; case 357: bar = 2.04; break; case 358: bar = 2.03; break; case 359: bar = 2.03; break; case 360: bar = 2.02; break; case 361: bar = 2.01; break; case 362: bar = 2.01; break; case 363: bar = 2; break; case 364: bar = 1.99; break; case 365: bar = 1.99; break; case 366: bar = 1.98; break; case 367: bar = 1.97; break; case 368: bar = 1.97; break; case 369: bar = 1.96; break; case 370: bar = 1.95; break; case 371: bar = 1.95; break; case 372: bar = 1.94; break; case 373: bar = 1.93; break; case 374: bar = 1.93; break; case 375: bar = 1.92; break; case 376: bar = 1.91; break; case 377: bar = 1.91; break; case 378: bar = 1.9; break; case 379: bar = 1.89; break; case 380: bar = 1.89; break; case 381: bar = 1.88; break; case 382: bar = 1.88; break; case 383: bar = 1.87; break; case 384: bar = 1.86; break; case 385: bar = 1.86; break; case 386: bar = 1.85; break; case 387: bar = 1.85; break; case 388: bar = 1.84; break; case 389: bar = 1.83; break; case 390: bar = 1.83; break; case 391: bar = 1.82; break; case 392: bar = 1.82; break; case 393: bar = 1.81; break; case 394: bar = 1.8; break; case 395: bar = 1.8; break; case 396: bar = 1.79; break; case 397: bar = 1.79; break; case 398: bar = 1.78; break; case 399: bar = 1.77; break; case 400: bar = 1.77; break; case 401: bar = 1.76; break; case 402: bar = 1.76; break; case 403: bar = 1.75; break; case 404: bar = 1.75; break; case 405: bar = 1.74; break; case 406: bar = 1.73; break; case 407: bar = 1.73; break; case 408: bar = 1.72; break; case 409: bar = 1.72; break; case 410: bar = 1.71; break; case 411: bar = 1.71; break; case 412: bar = 1.7; break; case 413: bar = 1.7; break; case 414: bar = 1.69; break; case 415: bar = 1.69; break; case 416: bar = 1.68; break; case 417: bar = 1.67; break; case 418: bar = 1.67; break; case 419: bar = 1.66; break; case 420: bar = 1.66; break; case 421: bar = 1.65; break; case 422: bar = 1.65; break; case 423: bar = 1.64; break; case 424: bar = 1.64; break; case 425: bar = 1.63; break; case 426: bar = 1.63; break; case 427: bar = 1.62; break; case 428: bar = 1.62; break; case 429: bar = 1.61; break; case 430: bar = 1.61; break; case 431: bar = 1.6; break; case 432: bar = 1.6; break; case 433: bar = 1.59; break; case 434: bar = 1.59; break; case 435: bar = 1.58; break; case 436: bar = 1.58; break; case 437: bar = 1.57; break; case 438: bar = 1.57; break; case 439: bar = 1.56; break; case 440: bar = 1.56; break; case 441: bar = 1.55; break; case 442: bar = 1.55; break; case 443: bar = 1.54; break; case 444: bar = 1.54; break; case 445: bar = 1.53; break; case 446: bar = 1.53; break; case 447: bar = 1.53; break; case 448: bar = 1.52; break; case 449: bar = 1.52; break; case 450: bar = 1.51; break; case 451: bar = 1.51; break; case 452: bar = 1.5; break; case 453: bar = 1.5; break; case 454: bar = 1.49; break; case 455: bar = 1.49; break; case 456: bar = 1.48; break; case 457: bar = 1.48; break; case 458: bar = 1.47; break; case 459: bar = 1.47; break; case 460: bar = 1.47; break; case 461: bar = 1.46; break; case 462: bar = 1.46; break; case 463: bar = 1.45; break; case 464: bar = 1.45; break; case 465: bar = 1.44; break; case 466: bar = 1.44; break; case 467: bar = 1.44; break; case 468: bar = 1.43; break; case 469: bar = 1.43; break; case 470: bar = 1.42; break; case 471: bar = 1.42; break; case 472: bar = 1.41; break; case 473: bar = 1.41; break; case 474: bar = 1.41; break; case 475: bar = 1.4; break; case 476: bar = 1.4; break; case 477: bar = 1.39; break; case 478: bar = 1.39; break; case 479: bar = 1.38; break; case 480: bar = 1.38; break; case 481: bar = 1.38; break; case 482: bar = 1.37; break; case 483: bar = 1.37; break; case 484: bar = 1.36; break; case 485: bar = 1.36; break; case 486: bar = 1.36; break; case 487: bar = 1.35; break; case 488: bar = 1.35; break; case 489: bar = 1.34; break; case 490: bar = 1.34; break; case 491: bar = 1.34; break; case 492: bar = 1.33; break; case 493: bar = 1.33; break; case 494: bar = 1.32; break; case 495: bar = 1.32; break; case 496: bar = 1.32; break; case 497: bar = 1.31; break; case 498: bar = 1.31; break; case 499: bar = 1.3; break; case 500: bar = 1.3; break; case 501: bar = 1.3; break; case 502: bar = 1.29; break; case 503: bar = 1.29; break; case 504: bar = 1.29; break; case 505: bar = 1.28; break; case 506: bar = 1.28; break; case 507: bar = 1.27; break; case 508: bar = 1.27; break; case 509: bar = 1.27; break; case 510: bar = 1.26; break; case 511: bar = 1.26; break; case 512: bar = 1.26; break; case 513: bar = 1.25; break; case 514: bar = 1.25; break; case 515: bar = 1.24; break; case 516: bar = 1.24; break; case 517: bar = 1.24; break; case 518: bar = 1.23; break; case 519: bar = 1.23; break; case 520: bar = 1.23; break; case 521: bar = 1.22; break; case 522: bar = 1.22; break; case 523: bar = 1.22; break; case 524: bar = 1.21; break; case 525: bar = 1.21; break; case 526: bar = 1.21; break; case 527: bar = 1.2; break; case 528: bar = 1.2; break; case 529: bar = 1.2; break; case 530: bar = 1.19; break; case 531: bar = 1.19; break; case 532: bar = 1.18; break; case 533: bar = 1.18; break; case 534: bar = 1.18; break; case 535: bar = 1.17; break; case 536: bar = 1.17; break; case 537: bar = 1.17; break; case 538: bar = 1.16; break; case 539: bar = 1.16; break; case 540: bar = 1.16; break; case 541: bar = 1.15; break; case 542: bar = 1.15; break; case 543: bar = 1.15; break; case 544: bar = 1.14; break; case 545: bar = 1.14; break; case 546: bar = 1.14; break; case 547: bar = 1.13; break; case 548: bar = 1.13; break; case 549: bar = 1.13; break; case 550: bar = 1.12; break; case 551: bar = 1.12; break; case 552: bar = 1.12; break; case 553: bar = 1.12; break; case 554: bar = 1.11; break; case 555: bar = 1.11; break; case 556: bar = 1.11; break; case 557: bar = 1.1; break; case 558: bar = 1.1; break; case 559: bar = 1.1; break; case 560: bar = 1.09; break; case 561: bar = 1.09; break; case 562: bar = 1.09; break; case 563: bar = 1.08; break; case 564: bar = 1.08; break; case 565: bar = 1.08; break; case 566: bar = 1.07; break; case 567: bar = 1.07; break; case 568: bar = 1.07; break; case 569: bar = 1.07; break; case 570: bar = 1.06; break; case 571: bar = 1.06; break; case 572: bar = 1.06; break; case 573: bar = 1.05; break; case 574: bar = 1.05; break; case 575: bar = 1.05; break; case 576: bar = 1.04; break; case 577: bar = 1.04; break; case 578: bar = 1.04; break; case 579: bar = 1.04; break; case 580: bar = 1.03; break; case 581: bar = 1.03; break; case 582: bar = 1.03; break; case 583: bar = 1.02; break; case 584: bar = 1.02; break; case 585: bar = 1.02; break; case 586: bar = 1.02; break; case 587: bar = 1.01; break; case 588: bar = 1.01; break; case 589: bar = 1.01; break; case 590: bar = 1; break; case 591: bar = 1; break; case 592: bar = 1; break; case 593: bar = 1; break; case 594: bar = 0.99; break; case 595: bar = 0.99; break; case 596: bar = 0.99; break; case 597: bar = 0.98; break; case 598: bar = 0.98; break; case 599: bar = 0.98; break; case 600: bar = 0.98; break; case 601: bar = 0.97; break; case 602: bar = 0.97; break; case 603: bar = 0.97; break; case 604: bar = 0.96; break; case 605: bar = 0.96; break; case 606: bar = 0.96; break; case 607: bar = 0.96; break; case 608: bar = 0.95; break; case 609: bar = 0.95; break; case 610: bar = 0.95; break; case 611: bar = 0.95; break; case 612: bar = 0.94; break; case 613: bar = 0.94; break; case 614: bar = 0.94; break; case 615: bar = 0.94; break; case 616: bar = 0.93; break; case 617: bar = 0.93; break; case 618: bar = 0.93; break; case 619: bar = 0.92; break; case 620: bar = 0.92; break; case 621: bar = 0.92; break; case 622: bar = 0.92; break; case 623: bar = 0.91; break; case 624: bar = 0.91; break; case 625: bar = 0.91; break; case 626: bar = 0.91; break; case 627: bar = 0.9; break; case 628: bar = 0.9; break; case 629: bar = 0.9; break; case 630: bar = 0.9; break; case 631: bar = 0.89; break; case 632: bar = 0.89; break; case 633: bar = 0.89; break; case 634: bar = 0.89; break; case 635: bar = 0.88; break; case 636: bar = 0.88; break; case 637: bar = 0.88; break; case 638: bar = 0.88; break; case 639: bar = 0.87; break; case 640: bar = 0.87; break; case 641: bar = 0.87; break; case 642: bar = 0.87; break; case 643: bar = 0.86; break; case 644: bar = 0.86; break; case 645: bar = 0.86; break; case 646: bar = 0.86; break; case 647: bar = 0.85; break; case 648: bar = 0.85; break; case 649: bar = 0.85; break; case 650: bar = 0.85; break; case 651: bar = 0.84; break; case 652: bar = 0.84; break; case 653: bar = 0.84; break; case 654: bar = 0.84; break; case 655: bar = 0.84; break; case 656: bar = 0.83; break; case 657: bar = 0.83; break; case 658: bar = 0.83; break; case 659: bar = 0.83; break; case 660: bar = 0.82; break; case 661: bar = 0.82; break; case 662: bar = 0.82; break; case 663: bar = 0.82; break; case 664: bar = 0.81; break; case 665: bar = 0.81; break; case 666: bar = 0.81; break; case 667: bar = 0.81; break; case 668: bar = 0.81; break; case 669: bar = 0.8; break; case 670: bar = 0.8; break; case 671: bar = 0.8; break; case 672: bar = 0.8; break; case 673: bar = 0.79; break; case 674: bar = 0.79; break; case 675: bar = 0.79; break; case 676: bar = 0.79; break; case 677: bar = 0.78; break; case 678: bar = 0.78; break; case 679: bar = 0.78; break; case 680: bar = 0.78; break; case 681: bar = 0.78; break; case 682: bar = 0.77; break; case 683: bar = 0.77; break; case 684: bar = 0.77; break; case 685: bar = 0.77; break; case 686: bar = 0.77; break; case 687: bar = 0.76; break; case 688: bar = 0.76; break; case 689: bar = 0.76; break; case 690: bar = 0.76; break; case 691: bar = 0.75; break; case 692: bar = 0.75; break; case 693: bar = 0.75; break; case 694: bar = 0.75; break; case 695: bar = 0.75; break; case 696: bar = 0.74; break; case 697: bar = 0.74; break; case 698: bar = 0.74; break; case 699: bar = 0.74; break; case 700: bar = 0.74; break; case 701: bar = 0.73; break; case 702: bar = 0.73; break; case 703: bar = 0.73; break; case 704: bar = 0.73; break; case 705: bar = 0.72; break; case 706: bar = 0.72; break; case 707: bar = 0.72; break; case 708: bar = 0.72; break; case 709: bar = 0.72; break; case 710: bar = 0.71; break; case 711: bar = 0.71; break; case 712: bar = 0.71; break; case 713: bar = 0.71; break; case 714: bar = 0.71; break; case 715: bar = 0.7; break; case 716: bar = 0.7; break; case 717: bar = 0.7; break; case 718: bar = 0.7; break; case 719: bar = 0.7; break; case 720: bar = 0.69; break; case 721: bar = 0.69; break; case 722: bar = 0.69; break; case 723: bar = 0.69; break; case 724: bar = 0.69; break; case 725: bar = 0.68; break; case 726: bar = 0.68; break; case 727: bar = 0.68; break; case 728: bar = 0.68; break; case 729: bar = 0.68; break; case 730: bar = 0.67; break; case 731: bar = 0.67; break; case 732: bar = 0.67; break; case 733: bar = 0.67; break; case 734: bar = 0.67; break; case 735: bar = 0.67; break; case 736: bar = 0.66; break; case 737: bar = 0.66; break; case 738: bar = 0.66; break; case 739: bar = 0.66; break; case 740: bar = 0.66; break; case 741: bar = 0.65; break; case 742: bar = 0.65; break; case 743: bar = 0.65; break; case 744: bar = 0.65; break; case 745: bar = 0.65; break; case 746: bar = 0.64; break; case 747: bar = 0.64; break; case 748: bar = 0.64; break; case 749: bar = 0.64; break; case 750: bar = 0.64; break; case 751: bar = 0.64; break; case 752: bar = 0.63; break; case 753: bar = 0.63; break; case 754: bar = 0.63; break; case 755: bar = 0.63; break; case 756: bar = 0.63; break; case 757: bar = 0.62; break; case 758: bar = 0.62; break; case 759: bar = 0.62; break; case 760: bar = 0.62; break; case 761: bar = 0.62; break; case 762: bar = 0.61; break; case 763: bar = 0.61; break; case 764: bar = 0.61; break; case 765: bar = 0.61; break; case 766: bar = 0.61; break; case 767: bar = 0.61; break; case 768: bar = 0.6; break; case 769: bar = 0.6; break; case 770: bar = 0.6; break; case 771: bar = 0.6; break; case 772: bar = 0.6; break; case 773: bar = 0.6; break; case 774: bar = 0.59; break; case 775: bar = 0.59; break; case 776: bar = 0.59; break; case 777: bar = 0.59; break; case 778: bar = 0.59; break; case 779: bar = 0.59; break; case 780: bar = 0.58; break; case 781: bar = 0.58; break; case 782: bar = 0.58; break; case 783: bar = 0.58; break; case 784: bar = 0.58; break; case 785: bar = 0.57; break; case 786: bar = 0.57; break; case 787: bar = 0.57; break; case 788: bar = 0.57; break; case 789: bar = 0.57; break; case 790: bar = 0.57; break; case 791: bar = 0.56; break; case 792: bar = 0.56; break; case 793: bar = 0.56; break; case 794: bar = 0.56; break; case 795: bar = 0.56; break; case 796: bar = 0.56; break; case 797: bar = 0.55; break; case 798: bar = 0.55; break; case 799: bar = 0.55; break; case 800: bar = 0.55; break; case 801: bar = 0.55; break; case 802: bar = 0.55; break; case 803: bar = 0.54; break; case 804: bar = 0.54; break; case 805: bar = 0.54; break; case 806: bar = 0.54; break; case 807: bar = 0.54; break; case 808: bar = 0.54; break; case 809: bar = 0.53; break; case 810: bar = 0.53; break; case 811: bar = 0.53; break; case 812: bar = 0.53; break; case 813: bar = 0.53; break; case 814: bar = 0.53; break; case 815: bar = 0.53; break; case 816: bar = 0.52; break; case 817: bar = 0.52; break; case 818: bar = 0.52; break; case 819: bar = 0.52; break; case 820: bar = 0.52; break; case 821: bar = 0.52; break; case 822: bar = 0.51; break; case 823: bar = 0.51; break; case 824: bar = 0.51; break; case 825: bar = 0.51; break; case 826: bar = 0.51; break; case 827: bar = 0.51; break; case 828: bar = 0.5; break; case 829: bar = 0.5; break; case 830: bar = 0.5; break; case 831: bar = 0.5; break; case 832: bar = 0.5; break; case 833: bar = 0.5; break; case 834: bar = 0.5; break; case 835: bar = 0.49; break; case 836: bar = 0.49; break; case 837: bar = 0.49; break; case 838: bar = 0.49; break; case 839: bar = 0.49; break; case 840: bar = 0.49; break; case 841: bar = 0.48; break; case 842: bar = 0.48; break; case 843: bar = 0.48; break; case 844: bar = 0.48; break; case 845: bar = 0.48; break; case 846: bar = 0.48; break; case 847: bar = 0.48; break; case 848: bar = 0.47; break; case 849: bar = 0.47; break; case 850: bar = 0.47; break; case 851: bar = 0.47; break; case 852: bar = 0.47; break; case 853: bar = 0.47; break; case 854: bar = 0.47; break; case 855: bar = 0.46; break; case 856: bar = 0.46; break; case 857: bar = 0.46; break; case 858: bar = 0.46; break; case 859: bar = 0.46; break; case 860: bar = 0.46; break; case 861: bar = 0.46; break; case 862: bar = 0.45; break; case 863: bar = 0.45; break; case 864: bar = 0.45; break; case 865: bar = 0.45; break; case 866: bar = 0.45; break; case 867: bar = 0.45; break; case 868: bar = 0.45; break; case 869: bar = 0.44; break; case 870: bar = 0.44; break; case 871: bar = 0.44; break; case 872: bar = 0.44; break; case 873: bar = 0.44; break; case 874: bar = 0.44; break; case 875: bar = 0.44; break; case 876: bar = 0.43; break; case 877: bar = 0.43; break; case 878: bar = 0.43; break; case 879: bar = 0.43; break; case 880: bar = 0.43; break; case 881: bar = 0.43; break; case 882: bar = 0.43; break; case 883: bar = 0.42; break; case 884: bar = 0.42; break; case 885: bar = 0.42; break; case 886: bar = 0.42; break; case 887: bar = 0.42; break; case 888: bar = 0.42; break; case 889: bar = 0.42; break; case 890: bar = 0.41; break; case 891: bar = 0.41; break; case 892: bar = 0.41; break; case 893: bar = 0.41; break; case 894: bar = 0.41; break; case 895: bar = 0.41; break; case 896: bar = 0.41; break; case 897: bar = 0.41; break; case 898: bar = 0.4; break; case 899: bar = 0.4; break; case 900: bar = 0.4; break; case 901: bar = 0.4; break; case 902: bar = 0.4; break; case 903: bar = 0.4; break; case 904: bar = 0.4; break; case 905: bar = 0.39; break; case 906: bar = 0.39; break; case 907: bar = 0.39; break; case 908: bar = 0.39; break; case 909: bar = 0.39; break; case 910: bar = 0.39; break; case 911: bar = 0.39; break; case 912: bar = 0.39; break; case 913: bar = 0.38; break; case 914: bar = 0.38; break; case 915: bar = 0.38; break; case 916: bar = 0.38; break; case 917: bar = 0.38; break; case 918: bar = 0.38; break; case 919: bar = 0.38; break; case 920: bar = 0.38; break; case 921: bar = 0.37; break; case 922: bar = 0.37; break; case 923: bar = 0.37; break; case 924: bar = 0.37; break; case 925: bar = 0.37; break; case 926: bar = 0.37; break; case 927: bar = 0.37; break; case 928: bar = 0.37; break; case 929: bar = 0.36; break; case 930: bar = 0.36; break; case 931: bar = 0.36; break; case 932: bar = 0.36; break; case 933: bar = 0.36; break; case 934: bar = 0.36; break; case 935: bar = 0.36; break; case 936: bar = 0.36; break; case 937: bar = 0.35; break; case 938: bar = 0.35; break; case 939: bar = 0.35; break; case 940: bar = 0.35; break; case 941: bar = 0.35; break; case 942: bar = 0.35; break; case 943: bar = 0.35; break; case 944: bar = 0.35; break; case 945: bar = 0.34; break; case 946: bar = 0.34; break; case 947: bar = 0.34; break; case 948: bar = 0.34; break; case 949: bar = 0.34; break; case 950: bar = 0.34; break; case 951: bar = 0.34; break; case 952: bar = 0.34; break; case 953: bar = 0.33; break; case 954: bar = 0.33; break; case 955: bar = 0.33; break; case 956: bar = 0.33; break; case 957: bar = 0.33; break; case 958: bar = 0.33; break; case 959: bar = 0.33; break; case 960: bar = 0.33; break; case 961: bar = 0.32; break; case 962: bar = 0.32; break; case 963: bar = 0.32; break; case 964: bar = 0.32; break; case 965: bar = 0.32; break; case 966: bar = 0.32; break; case 967: bar = 0.32; break; case 968: bar = 0.32; break; case 969: bar = 0.32; break; case 970: bar = 0.31; break; case 971: bar = 0.31; break; case 972: bar = 0.31; break; case 973: bar = 0.31; break; case 974: bar = 0.31; break; case 975: bar = 0.31; break; case 976: bar = 0.31; break; case 977: bar = 0.31; break; case 978: bar = 0.3; break; case 979: bar = 0.3; break; case 980: bar = 0.3; break; case 981: bar = 0.3; break; case 982: bar = 0.3; break; case 983: bar = 0.3; break; case 984: bar = 0.3; break; case 985: bar = 0.3; break; case 986: bar = 0.3; break; case 987: bar = 0.29; break; case 988: bar = 0.29; break; case 989: bar = 0.29; break; case 990: bar = 0.29; break; case 991: bar = 0.29; break; case 992: bar = 0.29; break; case 993: bar = 0.29; break; case 994: bar = 0.29; break; case 995: bar = 0.29; break; case 996: bar = 0.28; break; case 997: bar = 0.28; break; case 998: bar = 0.28; break; case 999: bar = 0.28; break; case 1000: bar = 0.28; break; case 1001: bar = 0.28; break; case 1002: bar = 0.28; break; case 1003: bar = 0.28; break; case 1004: bar = 0.28; break; case 1005: bar = 0.27; break; case 1006: bar = 0.27; break; case 1007: bar = 0.27; break; case 1008: bar = 0.27; break; case 1009: bar = 0.27; break; case 1010: bar = 0.27; break; case 1011: bar = 0.27; break; case 1012: bar = 0.27; break; case 1013: bar = 0.27; break; case 1014: bar = 0.26; break; case 1015: bar = 0.26; break; case 1016: bar = 0.26; break; case 1017: bar = 0.26; break; case 1018: bar = 0.26; break; case 1019: bar = 0.26; break; case 1020: bar = 0.26; break; case 1021: bar = 0.26; break; case 1022: bar = 0.26; break; case 1023: bar = 0.26; break; case 1024: bar = 0.25; break;
case 99: bar = 7.6; break; | case 99: bar = 7.6; break; case 100: bar = 7.53; break; case 101: bar = 7.46; break; case 102: bar = 7.4; break; case 103: bar = 7.33; break; case 104: bar = 7.27; break; case 105: bar = 7.2; break; case 106: bar = 7.14; break; case 107: bar = 7.08; break; case 108: bar = 7.02; break; case 109: bar = 6.96; break; case 110: bar = 6.9; break; case 111: bar = 6.85; break; case 112: bar = 6.79; break; case 113: bar = 6.74; break; case 114: bar = 6.68; break; case 115: bar = 6.63; break; case 116: bar = 6.57; break; case 117: bar = 6.52; break; case 118: bar = 6.47; break; case 119: bar = 6.42; break; case 120: bar = 6.37; break; case 121: bar = 6.32; break; case 122: bar = 6.27; break; case 123: bar = 6.23; break; case 124: bar = 6.18; break; case 125: bar = 6.13; break; case 126: bar = 6.09; break; case 127: bar = 6.04; break; case 128: bar = 6; break; case 129: bar = 5.95; break; case 130: bar = 5.91; break; case 131: bar = 5.87; break; case 132: bar = 5.83; break; case 133: bar = 5.79; break; case 134: bar = 5.75; break; case 135: bar = 5.71; break; case 136: bar = 5.67; break; case 137: bar = 5.63; break; case 138: bar = 5.59; break; case 139: bar = 5.55; break; case 140: bar = 5.51; break; case 141: bar = 5.47; break; case 142: bar = 5.44; break; case 143: bar = 5.4; break; case 144: bar = 5.37; break; case 145: bar = 5.33; break; case 146: bar = 5.3; break; case 147: bar = 5.26; break; case 148: bar = 5.23; break; case 149: bar = 5.19; break; case 150: bar = 5.16; break; case 151: bar = 5.13; break; case 152: bar = 5.09; break; case 153: bar = 5.06; break; case 154: bar = 5.03; break; case 155: bar = 5; break; case 156: bar = 4.97; break; case 157: bar = 4.94; break; case 158: bar = 4.91; break; case 159: bar = 4.88; break; case 160: bar = 4.85; break; case 161: bar = 4.82; break; case 162: bar = 4.79; break; case 163: bar = 4.76; break; case 164: bar = 4.73; break; case 165: bar = 4.7; break; case 166: bar = 4.68; break; case 167: bar = 4.65; break; case 168: bar = 4.62; break; case 169: bar = 4.59; break; case 170: bar = 4.57; break; case 171: bar = 4.54; break; case 172: bar = 4.52; break; case 173: bar = 4.49; break; case 174: bar = 4.46; break; case 175: bar = 4.44; break; case 176: bar = 4.41; break; case 177: bar = 4.39; break; case 178: bar = 4.36; break; case 179: bar = 4.34; break; case 180: bar = 4.32; break; case 181: bar = 4.29; break; case 182: bar = 4.27; break; case 183: bar = 4.25; break; case 184: bar = 4.22; break; case 185: bar = 4.2; break; case 186: bar = 4.18; break; case 187: bar = 4.15; break; case 188: bar = 4.13; break; case 189: bar = 4.11; break; case 190: bar = 4.09; break; case 191: bar = 4.07; break; case 192: bar = 4.05; break; case 193: bar = 4.02; break; case 194: bar = 4; break; case 195: bar = 3.98; break; case 196: bar = 3.96; break; case 197: bar = 3.94; break; case 198: bar = 3.92; break; case 199: bar = 3.9; break; case 200: bar = 3.88; break; case 201: bar = 3.86; break; case 202: bar = 3.84; break; case 203: bar = 3.82; break; case 204: bar = 3.8; break; case 205: bar = 3.78; break; case 206: bar = 3.77; break; case 207: bar = 3.75; break; case 208: bar = 3.73; break; case 209: bar = 3.71; break; case 210: bar = 3.69; break; case 211: bar = 3.67; break; case 212: bar = 3.66; break; case 213: bar = 3.64; break; case 214: bar = 3.62; break; case 215: bar = 3.6; break; case 216: bar = 3.59; break; case 217: bar = 3.57; break; case 218: bar = 3.55; break; case 219: bar = 3.53; break; case 220: bar = 3.52; break; case 221: bar = 3.5; break; case 222: bar = 3.48; break; case 223: bar = 3.47; break; case 224: bar = 3.45; break; case 225: bar = 3.44; break; case 226: bar = 3.42; break; case 227: bar = 3.4; break; case 228: bar = 3.39; break; case 229: bar = 3.37; break; case 230: bar = 3.36; break; case 231: bar = 3.34; break; case 232: bar = 3.33; break; case 233: bar = 3.31; break; case 234: bar = 3.3; break; case 235: bar = 3.28; break; case 236: bar = 3.27; break; case 237: bar = 3.25; break; case 238: bar = 3.24; break; case 239: bar = 3.22; break; case 240: bar = 3.21; break; case 241: bar = 3.19; break; case 242: bar = 3.18; break; case 243: bar = 3.17; break; case 244: bar = 3.15; break; case 245: bar = 3.14; break; case 246: bar = 3.12; break; case 247: bar = 3.11; break; case 248: bar = 3.1; break; case 249: bar = 3.08; break; case 250: bar = 3.07; break; case 251: bar = 3.06; break; case 252: bar = 3.04; break; case 253: bar = 3.03; break; case 254: bar = 3.02; break; case 255: bar = 3.01; break; case 256: bar = 2.99; break; case 257: bar = 2.98; break; case 258: bar = 2.97; break; case 259: bar = 2.96; break; case 260: bar = 2.94; break; case 261: bar = 2.93; break; case 262: bar = 2.92; break; case 263: bar = 2.91; break; case 264: bar = 2.89; break; case 265: bar = 2.88; break; case 266: bar = 2.87; break; case 267: bar = 2.86; break; case 268: bar = 2.85; break; case 269: bar = 2.83; break; case 270: bar = 2.82; break; case 271: bar = 2.81; break; case 272: bar = 2.8; break; case 273: bar = 2.79; break; case 274: bar = 2.78; break; case 275: bar = 2.77; break; case 276: bar = 2.76; break; case 277: bar = 2.74; break; case 278: bar = 2.73; break; case 279: bar = 2.72; break; case 280: bar = 2.71; break; case 281: bar = 2.7; break; case 282: bar = 2.69; break; case 283: bar = 2.68; break; case 284: bar = 2.67; break; case 285: bar = 2.66; break; case 286: bar = 2.65; break; case 287: bar = 2.64; break; case 288: bar = 2.63; break; case 289: bar = 2.62; break; case 290: bar = 2.61; break; case 291: bar = 2.6; break; case 292: bar = 2.59; break; case 293: bar = 2.58; break; case 294: bar = 2.57; break; case 295: bar = 2.56; break; case 296: bar = 2.55; break; case 297: bar = 2.54; break; case 298: bar = 2.53; break; case 299: bar = 2.52; break; case 300: bar = 2.51; break; case 301: bar = 2.5; break; case 302: bar = 2.49; break; case 303: bar = 2.48; break; case 304: bar = 2.47; break; case 305: bar = 2.46; break; case 306: bar = 2.45; break; case 307: bar = 2.44; break; case 308: bar = 2.43; break; case 309: bar = 2.42; break; case 310: bar = 2.41; break; case 311: bar = 2.41; break; case 312: bar = 2.4; break; case 313: bar = 2.39; break; case 314: bar = 2.38; break; case 315: bar = 2.37; break; case 316: bar = 2.36; break; case 317: bar = 2.35; break; case 318: bar = 2.34; break; case 319: bar = 2.34; break; case 320: bar = 2.33; break; case 321: bar = 2.32; break; case 322: bar = 2.31; break; case 323: bar = 2.3; break; case 324: bar = 2.29; break; case 325: bar = 2.28; break; case 326: bar = 2.28; break; case 327: bar = 2.27; break; case 328: bar = 2.26; break; case 329: bar = 2.25; break; case 330: bar = 2.24; break; case 331: bar = 2.24; break; case 332: bar = 2.23; break; case 333: bar = 2.22; break; case 334: bar = 2.21; break; case 335: bar = 2.2; break; case 336: bar = 2.2; break; case 337: bar = 2.19; break; case 338: bar = 2.18; break; case 339: bar = 2.17; break; case 340: bar = 2.17; break; case 341: bar = 2.16; break; case 342: bar = 2.15; break; case 343: bar = 2.14; break; case 344: bar = 2.13; break; case 345: bar = 2.13; break; case 346: bar = 2.12; break; case 347: bar = 2.11; break; case 348: bar = 2.11; break; case 349: bar = 2.1; break; case 350: bar = 2.09; break; case 351: bar = 2.08; break; case 352: bar = 2.08; break; case 353: bar = 2.07; break; case 354: bar = 2.06; break; case 355: bar = 2.05; break; case 356: bar = 2.05; break; case 357: bar = 2.04; break; case 358: bar = 2.03; break; case 359: bar = 2.03; break; case 360: bar = 2.02; break; case 361: bar = 2.01; break; case 362: bar = 2.01; break; case 363: bar = 2; break; case 364: bar = 1.99; break; case 365: bar = 1.99; break; case 366: bar = 1.98; break; case 367: bar = 1.97; break; case 368: bar = 1.97; break; case 369: bar = 1.96; break; case 370: bar = 1.95; break; case 371: bar = 1.95; break; case 372: bar = 1.94; break; case 373: bar = 1.93; break; case 374: bar = 1.93; break; case 375: bar = 1.92; break; case 376: bar = 1.91; break; case 377: bar = 1.91; break; case 378: bar = 1.9; break; case 379: bar = 1.89; break; case 380: bar = 1.89; break; case 381: bar = 1.88; break; case 382: bar = 1.88; break; case 383: bar = 1.87; break; case 384: bar = 1.86; break; case 385: bar = 1.86; break; case 386: bar = 1.85; break; case 387: bar = 1.85; break; case 388: bar = 1.84; break; case 389: bar = 1.83; break; case 390: bar = 1.83; break; case 391: bar = 1.82; break; case 392: bar = 1.82; break; case 393: bar = 1.81; break; case 394: bar = 1.8; break; case 395: bar = 1.8; break; case 396: bar = 1.79; break; case 397: bar = 1.79; break; case 398: bar = 1.78; break; case 399: bar = 1.77; break; case 400: bar = 1.77; break; case 401: bar = 1.76; break; case 402: bar = 1.76; break; case 403: bar = 1.75; break; case 404: bar = 1.75; break; case 405: bar = 1.74; break; case 406: bar = 1.73; break; case 407: bar = 1.73; break; case 408: bar = 1.72; break; case 409: bar = 1.72; break; case 410: bar = 1.71; break; case 411: bar = 1.71; break; case 412: bar = 1.7; break; case 413: bar = 1.7; break; case 414: bar = 1.69; break; case 415: bar = 1.69; break; case 416: bar = 1.68; break; case 417: bar = 1.67; break; case 418: bar = 1.67; break; case 419: bar = 1.66; break; case 420: bar = 1.66; break; case 421: bar = 1.65; break; case 422: bar = 1.65; break; case 423: bar = 1.64; break; case 424: bar = 1.64; break; case 425: bar = 1.63; break; case 426: bar = 1.63; break; case 427: bar = 1.62; break; case 428: bar = 1.62; break; case 429: bar = 1.61; break; case 430: bar = 1.61; break; case 431: bar = 1.6; break; case 432: bar = 1.6; break; case 433: bar = 1.59; break; case 434: bar = 1.59; break; case 435: bar = 1.58; break; case 436: bar = 1.58; break; case 437: bar = 1.57; break; case 438: bar = 1.57; break; case 439: bar = 1.56; break; case 440: bar = 1.56; break; case 441: bar = 1.55; break; case 442: bar = 1.55; break; case 443: bar = 1.54; break; case 444: bar = 1.54; break; case 445: bar = 1.53; break; case 446: bar = 1.53; break; case 447: bar = 1.53; break; case 448: bar = 1.52; break; case 449: bar = 1.52; break; case 450: bar = 1.51; break; case 451: bar = 1.51; break; case 452: bar = 1.5; break; case 453: bar = 1.5; break; case 454: bar = 1.49; break; case 455: bar = 1.49; break; case 456: bar = 1.48; break; case 457: bar = 1.48; break; case 458: bar = 1.47; break; case 459: bar = 1.47; break; case 460: bar = 1.47; break; case 461: bar = 1.46; break; case 462: bar = 1.46; break; case 463: bar = 1.45; break; case 464: bar = 1.45; break; case 465: bar = 1.44; break; case 466: bar = 1.44; break; case 467: bar = 1.44; break; case 468: bar = 1.43; break; case 469: bar = 1.43; break; case 470: bar = 1.42; break; case 471: bar = 1.42; break; case 472: bar = 1.41; break; case 473: bar = 1.41; break; case 474: bar = 1.41; break; case 475: bar = 1.4; break; case 476: bar = 1.4; break; case 477: bar = 1.39; break; case 478: bar = 1.39; break; case 479: bar = 1.38; break; case 480: bar = 1.38; break; case 481: bar = 1.38; break; case 482: bar = 1.37; break; case 483: bar = 1.37; break; case 484: bar = 1.36; break; case 485: bar = 1.36; break; case 486: bar = 1.36; break; case 487: bar = 1.35; break; case 488: bar = 1.35; break; case 489: bar = 1.34; break; case 490: bar = 1.34; break; case 491: bar = 1.34; break; case 492: bar = 1.33; break; case 493: bar = 1.33; break; case 494: bar = 1.32; break; case 495: bar = 1.32; break; case 496: bar = 1.32; break; case 497: bar = 1.31; break; case 498: bar = 1.31; break; case 499: bar = 1.3; break; case 500: bar = 1.3; break; case 501: bar = 1.3; break; case 502: bar = 1.29; break; case 503: bar = 1.29; break; case 504: bar = 1.29; break; case 505: bar = 1.28; break; case 506: bar = 1.28; break; case 507: bar = 1.27; break; case 508: bar = 1.27; break; case 509: bar = 1.27; break; case 510: bar = 1.26; break; case 511: bar = 1.26; break; case 512: bar = 1.26; break; case 513: bar = 1.25; break; case 514: bar = 1.25; break; case 515: bar = 1.24; break; case 516: bar = 1.24; break; case 517: bar = 1.24; break; case 518: bar = 1.23; break; case 519: bar = 1.23; break; case 520: bar = 1.23; break; case 521: bar = 1.22; break; case 522: bar = 1.22; break; case 523: bar = 1.22; break; case 524: bar = 1.21; break; case 525: bar = 1.21; break; case 526: bar = 1.21; break; case 527: bar = 1.2; break; case 528: bar = 1.2; break; case 529: bar = 1.2; break; case 530: bar = 1.19; break; case 531: bar = 1.19; break; case 532: bar = 1.18; break; case 533: bar = 1.18; break; case 534: bar = 1.18; break; case 535: bar = 1.17; break; case 536: bar = 1.17; break; case 537: bar = 1.17; break; case 538: bar = 1.16; break; case 539: bar = 1.16; break; case 540: bar = 1.16; break; case 541: bar = 1.15; break; case 542: bar = 1.15; break; case 543: bar = 1.15; break; case 544: bar = 1.14; break; case 545: bar = 1.14; break; case 546: bar = 1.14; break; case 547: bar = 1.13; break; case 548: bar = 1.13; break; case 549: bar = 1.13; break; case 550: bar = 1.12; break; case 551: bar = 1.12; break; case 552: bar = 1.12; break; case 553: bar = 1.12; break; case 554: bar = 1.11; break; case 555: bar = 1.11; break; case 556: bar = 1.11; break; case 557: bar = 1.1; break; case 558: bar = 1.1; break; case 559: bar = 1.1; break; case 560: bar = 1.09; break; case 561: bar = 1.09; break; case 562: bar = 1.09; break; case 563: bar = 1.08; break; case 564: bar = 1.08; break; case 565: bar = 1.08; break; case 566: bar = 1.07; break; case 567: bar = 1.07; break; case 568: bar = 1.07; break; case 569: bar = 1.07; break; case 570: bar = 1.06; break; case 571: bar = 1.06; break; case 572: bar = 1.06; break; case 573: bar = 1.05; break; case 574: bar = 1.05; break; case 575: bar = 1.05; break; case 576: bar = 1.04; break; case 577: bar = 1.04; break; case 578: bar = 1.04; break; case 579: bar = 1.04; break; case 580: bar = 1.03; break; case 581: bar = 1.03; break; case 582: bar = 1.03; break; case 583: bar = 1.02; break; case 584: bar = 1.02; break; case 585: bar = 1.02; break; case 586: bar = 1.02; break; case 587: bar = 1.01; break; case 588: bar = 1.01; break; case 589: bar = 1.01; break; case 590: bar = 1; break; case 591: bar = 1; break; case 592: bar = 1; break; case 593: bar = 1; break; case 594: bar = 0.99; break; case 595: bar = 0.99; break; case 596: bar = 0.99; break; case 597: bar = 0.98; break; case 598: bar = 0.98; break; case 599: bar = 0.98; break; case 600: bar = 0.98; break; case 601: bar = 0.97; break; case 602: bar = 0.97; break; case 603: bar = 0.97; break; case 604: bar = 0.96; break; case 605: bar = 0.96; break; case 606: bar = 0.96; break; case 607: bar = 0.96; break; case 608: bar = 0.95; break; case 609: bar = 0.95; break; case 610: bar = 0.95; break; case 611: bar = 0.95; break; case 612: bar = 0.94; break; case 613: bar = 0.94; break; case 614: bar = 0.94; break; case 615: bar = 0.94; break; case 616: bar = 0.93; break; case 617: bar = 0.93; break; case 618: bar = 0.93; break; case 619: bar = 0.92; break; case 620: bar = 0.92; break; case 621: bar = 0.92; break; case 622: bar = 0.92; break; case 623: bar = 0.91; break; case 624: bar = 0.91; break; case 625: bar = 0.91; break; case 626: bar = 0.91; break; case 627: bar = 0.9; break; case 628: bar = 0.9; break; case 629: bar = 0.9; break; case 630: bar = 0.9; break; case 631: bar = 0.89; break; case 632: bar = 0.89; break; case 633: bar = 0.89; break; case 634: bar = 0.89; break; case 635: bar = 0.88; break; case 636: bar = 0.88; break; case 637: bar = 0.88; break; case 638: bar = 0.88; break; case 639: bar = 0.87; break; case 640: bar = 0.87; break; case 641: bar = 0.87; break; case 642: bar = 0.87; break; case 643: bar = 0.86; break; case 644: bar = 0.86; break; case 645: bar = 0.86; break; case 646: bar = 0.86; break; case 647: bar = 0.85; break; case 648: bar = 0.85; break; case 649: bar = 0.85; break; case 650: bar = 0.85; break; case 651: bar = 0.84; break; case 652: bar = 0.84; break; case 653: bar = 0.84; break; case 654: bar = 0.84; break; case 655: bar = 0.84; break; case 656: bar = 0.83; break; case 657: bar = 0.83; break; case 658: bar = 0.83; break; case 659: bar = 0.83; break; case 660: bar = 0.82; break; case 661: bar = 0.82; break; case 662: bar = 0.82; break; case 663: bar = 0.82; break; case 664: bar = 0.81; break; case 665: bar = 0.81; break; case 666: bar = 0.81; break; case 667: bar = 0.81; break; case 668: bar = 0.81; break; case 669: bar = 0.8; break; case 670: bar = 0.8; break; case 671: bar = 0.8; break; case 672: bar = 0.8; break; case 673: bar = 0.79; break; case 674: bar = 0.79; break; case 675: bar = 0.79; break; case 676: bar = 0.79; break; case 677: bar = 0.78; break; case 678: bar = 0.78; break; case 679: bar = 0.78; break; case 680: bar = 0.78; break; case 681: bar = 0.78; break; case 682: bar = 0.77; break; case 683: bar = 0.77; break; case 684: bar = 0.77; break; case 685: bar = 0.77; break; case 686: bar = 0.77; break; case 687: bar = 0.76; break; case 688: bar = 0.76; break; case 689: bar = 0.76; break; case 690: bar = 0.76; break; case 691: bar = 0.75; break; case 692: bar = 0.75; break; case 693: bar = 0.75; break; case 694: bar = 0.75; break; case 695: bar = 0.75; break; case 696: bar = 0.74; break; case 697: bar = 0.74; break; case 698: bar = 0.74; break; case 699: bar = 0.74; break; case 700: bar = 0.74; break; case 701: bar = 0.73; break; case 702: bar = 0.73; break; case 703: bar = 0.73; break; case 704: bar = 0.73; break; case 705: bar = 0.72; break; case 706: bar = 0.72; break; case 707: bar = 0.72; break; case 708: bar = 0.72; break; case 709: bar = 0.72; break; case 710: bar = 0.71; break; case 711: bar = 0.71; break; case 712: bar = 0.71; break; case 713: bar = 0.71; break; case 714: bar = 0.71; break; case 715: bar = 0.7; break; case 716: bar = 0.7; break; case 717: bar = 0.7; break; case 718: bar = 0.7; break; case 719: bar = 0.7; break; case 720: bar = 0.69; break; case 721: bar = 0.69; break; case 722: bar = 0.69; break; case 723: bar = 0.69; break; case 724: bar = 0.69; break; case 725: bar = 0.68; break; case 726: bar = 0.68; break; case 727: bar = 0.68; break; case 728: bar = 0.68; break; case 729: bar = 0.68; break; case 730: bar = 0.67; break; case 731: bar = 0.67; break; case 732: bar = 0.67; break; case 733: bar = 0.67; break; case 734: bar = 0.67; break; case 735: bar = 0.67; break; case 736: bar = 0.66; break; case 737: bar = 0.66; break; case 738: bar = 0.66; break; case 739: bar = 0.66; break; case 740: bar = 0.66; break; case 741: bar = 0.65; break; case 742: bar = 0.65; break; case 743: bar = 0.65; break; case 744: bar = 0.65; break; case 745: bar = 0.65; break; case 746: bar = 0.64; break; case 747: bar = 0.64; break; case 748: bar = 0.64; break; case 749: bar = 0.64; break; case 750: bar = 0.64; break; case 751: bar = 0.64; break; case 752: bar = 0.63; break; case 753: bar = 0.63; break; case 754: bar = 0.63; break; case 755: bar = 0.63; break; case 756: bar = 0.63; break; case 757: bar = 0.62; break; case 758: bar = 0.62; break; case 759: bar = 0.62; break; case 760: bar = 0.62; break; case 761: bar = 0.62; break; case 762: bar = 0.61; break; case 763: bar = 0.61; break; case 764: bar = 0.61; break; case 765: bar = 0.61; break; case 766: bar = 0.61; break; case 767: bar = 0.61; break; case 768: bar = 0.6; break; case 769: bar = 0.6; break; case 770: bar = 0.6; break; case 771: bar = 0.6; break; case 772: bar = 0.6; break; case 773: bar = 0.6; break; case 774: bar = 0.59; break; case 775: bar = 0.59; break; case 776: bar = 0.59; break; case 777: bar = 0.59; break; case 778: bar = 0.59; break; case 779: bar = 0.59; break; case 780: bar = 0.58; break; case 781: bar = 0.58; break; case 782: bar = 0.58; break; case 783: bar = 0.58; break; case 784: bar = 0.58; break; case 785: bar = 0.57; break; case 786: bar = 0.57; break; case 787: bar = 0.57; break; case 788: bar = 0.57; break; case 789: bar = 0.57; break; case 790: bar = 0.57; break; case 791: bar = 0.56; break; case 792: bar = 0.56; break; case 793: bar = 0.56; break; case 794: bar = 0.56; break; case 795: bar = 0.56; break; case 796: bar = 0.56; break; case 797: bar = 0.55; break; case 798: bar = 0.55; break; case 799: bar = 0.55; break; case 800: bar = 0.55; break; case 801: bar = 0.55; break; case 802: bar = 0.55; break; case 803: bar = 0.54; break; case 804: bar = 0.54; break; case 805: bar = 0.54; break; case 806: bar = 0.54; break; case 807: bar = 0.54; break; case 808: bar = 0.54; break; case 809: bar = 0.53; break; case 810: bar = 0.53; break; case 811: bar = 0.53; break; case 812: bar = 0.53; break; case 813: bar = 0.53; break; case 814: bar = 0.53; break; case 815: bar = 0.53; break; case 816: bar = 0.52; break; case 817: bar = 0.52; break; case 818: bar = 0.52; break; case 819: bar = 0.52; break; case 820: bar = 0.52; break; case 821: bar = 0.52; break; case 822: bar = 0.51; break; case 823: bar = 0.51; break; case 824: bar = 0.51; break; case 825: bar = 0.51; break; case 826: bar = 0.51; break; case 827: bar = 0.51; break; case 828: bar = 0.5; break; case 829: bar = 0.5; break; case 830: bar = 0.5; break; case 831: bar = 0.5; break; case 832: bar = 0.5; break; case 833: bar = 0.5; break; case 834: bar = 0.5; break; case 835: bar = 0.49; break; case 836: bar = 0.49; break; case 837: bar = 0.49; break; case 838: bar = 0.49; break; case 839: bar = 0.49; break; case 840: bar = 0.49; break; case 841: bar = 0.48; break; case 842: bar = 0.48; break; case 843: bar = 0.48; break; case 844: bar = 0.48; break; case 845: bar = 0.48; break; case 846: bar = 0.48; break; case 847: bar = 0.48; break; case 848: bar = 0.47; break; case 849: bar = 0.47; break; case 850: bar = 0.47; break; case 851: bar = 0.47; break; case 852: bar = 0.47; break; case 853: bar = 0.47; break; case 854: bar = 0.47; break; case 855: bar = 0.46; break; case 856: bar = 0.46; break; case 857: bar = 0.46; break; case 858: bar = 0.46; break; case 859: bar = 0.46; break; case 860: bar = 0.46; break; case 861: bar = 0.46; break; case 862: bar = 0.45; break; case 863: bar = 0.45; break; case 864: bar = 0.45; break; case 865: bar = 0.45; break; case 866: bar = 0.45; break; case 867: bar = 0.45; break; case 868: bar = 0.45; break; case 869: bar = 0.44; break; case 870: bar = 0.44; break; case 871: bar = 0.44; break; case 872: bar = 0.44; break; case 873: bar = 0.44; break; case 874: bar = 0.44; break; case 875: bar = 0.44; break; case 876: bar = 0.43; break; case 877: bar = 0.43; break; case 878: bar = 0.43; break; case 879: bar = 0.43; break; case 880: bar = 0.43; break; case 881: bar = 0.43; break; case 882: bar = 0.43; break; case 883: bar = 0.42; break; case 884: bar = 0.42; break; case 885: bar = 0.42; break; case 886: bar = 0.42; break; case 887: bar = 0.42; break; case 888: bar = 0.42; break; case 889: bar = 0.42; break; case 890: bar = 0.41; break; case 891: bar = 0.41; break; case 892: bar = 0.41; break; case 893: bar = 0.41; break; case 894: bar = 0.41; break; case 895: bar = 0.41; break; case 896: bar = 0.41; break; case 897: bar = 0.41; break; case 898: bar = 0.4; break; case 899: bar = 0.4; break; case 900: bar = 0.4; break; case 901: bar = 0.4; break; case 902: bar = 0.4; break; case 903: bar = 0.4; break; case 904: bar = 0.4; break; case 905: bar = 0.39; break; case 906: bar = 0.39; break; case 907: bar = 0.39; break; case 908: bar = 0.39; break; case 909: bar = 0.39; break; case 910: bar = 0.39; break; case 911: bar = 0.39; break; case 912: bar = 0.39; break; case 913: bar = 0.38; break; case 914: bar = 0.38; break; case 915: bar = 0.38; break; case 916: bar = 0.38; break; case 917: bar = 0.38; break; case 918: bar = 0.38; break; case 919: bar = 0.38; break; case 920: bar = 0.38; break; case 921: bar = 0.37; break; case 922: bar = 0.37; break; case 923: bar = 0.37; break; case 924: bar = 0.37; break; case 925: bar = 0.37; break; case 926: bar = 0.37; break; case 927: bar = 0.37; break; case 928: bar = 0.37; break; case 929: bar = 0.36; break; case 930: bar = 0.36; break; case 931: bar = 0.36; break; case 932: bar = 0.36; break; case 933: bar = 0.36; break; case 934: bar = 0.36; break; case 935: bar = 0.36; break; case 936: bar = 0.36; break; case 937: bar = 0.35; break; case 938: bar = 0.35; break; case 939: bar = 0.35; break; case 940: bar = 0.35; break; case 941: bar = 0.35; break; case 942: bar = 0.35; break; case 943: bar = 0.35; break; case 944: bar = 0.35; break; case 945: bar = 0.34; break; case 946: bar = 0.34; break; case 947: bar = 0.34; break; case 948: bar = 0.34; break; case 949: bar = 0.34; break; case 950: bar = 0.34; break; case 951: bar = 0.34; break; case 952: bar = 0.34; break; case 953: bar = 0.33; break; case 954: bar = 0.33; break; case 955: bar = 0.33; break; case 956: bar = 0.33; break; case 957: bar = 0.33; break; case 958: bar = 0.33; break; case 959: bar = 0.33; break; case 960: bar = 0.33; break; case 961: bar = 0.32; break; case 962: bar = 0.32; break; case 963: bar = 0.32; break; case 964: bar = 0.32; break; case 965: bar = 0.32; break; case 966: bar = 0.32; break; case 967: bar = 0.32; break; case 968: bar = 0.32; break; case 969: bar = 0.32; break; case 970: bar = 0.31; break; case 971: bar = 0.31; break; case 972: bar = 0.31; break; case 973: bar = 0.31; break; case 974: bar = 0.31; break; case 975: bar = 0.31; break; case 976: bar = 0.31; break; case 977: bar = 0.31; break; case 978: bar = 0.3; break; case 979: bar = 0.3; break; case 980: bar = 0.3; break; case 981: bar = 0.3; break; case 982: bar = 0.3; break; case 983: bar = 0.3; break; case 984: bar = 0.3; break; case 985: bar = 0.3; break; case 986: bar = 0.3; break; case 987: bar = 0.29; break; case 988: bar = 0.29; break; case 989: bar = 0.29; break; case 990: bar = 0.29; break; case 991: bar = 0.29; break; case 992: bar = 0.29; break; case 993: bar = 0.29; break; case 994: bar = 0.29; break; case 995: bar = 0.29; break; case 996: bar = 0.28; break; case 997: bar = 0.28; break; case 998: bar = 0.28; break; case 999: bar = 0.28; break; case 1000: bar = 0.28; break; case 1001: bar = 0.28; break; case 1002: bar = 0.28; break; case 1003: bar = 0.28; break; case 1004: bar = 0.28; break; case 1005: bar = 0.27; break; case 1006: bar = 0.27; break; case 1007: bar = 0.27; break; case 1008: bar = 0.27; break; case 1009: bar = 0.27; break; case 1010: bar = 0.27; break; case 1011: bar = 0.27; break; case 1012: bar = 0.27; break; case 1013: bar = 0.27; break; case 1014: bar = 0.26; break; case 1015: bar = 0.26; break; case 1016: bar = 0.26; break; case 1017: bar = 0.26; break; case 1018: bar = 0.26; break; case 1019: bar = 0.26; break; case 1020: bar = 0.26; break; case 1021: bar = 0.26; break; case 1022: bar = 0.26; break; case 1023: bar = 0.26; break; case 1024: bar = 0.25; break;
case 100: bar = 7.53; break; | case 100: bar = 7.53; break; case 101: bar = 7.46; break; case 102: bar = 7.4; break; case 103: bar = 7.33; break; case 104: bar = 7.27; break; case 105: bar = 7.2; break; case 106: bar = 7.14; break; case 107: bar = 7.08; break; case 108: bar = 7.02; break; case 109: bar = 6.96; break; case 110: bar = 6.9; break; case 111: bar = 6.85; break; case 112: bar = 6.79; break; case 113: bar = 6.74; break; case 114: bar = 6.68; break; case 115: bar = 6.63; break; case 116: bar = 6.57; break; case 117: bar = 6.52; break; case 118: bar = 6.47; break; case 119: bar = 6.42; break; case 120: bar = 6.37; break; case 121: bar = 6.32; break; case 122: bar = 6.27; break; case 123: bar = 6.23; break; case 124: bar = 6.18; break; case 125: bar = 6.13; break; case 126: bar = 6.09; break; case 127: bar = 6.04; break; case 128: bar = 6; break; case 129: bar = 5.95; break; case 130: bar = 5.91; break; case 131: bar = 5.87; break; case 132: bar = 5.83; break; case 133: bar = 5.79; break; case 134: bar = 5.75; break; case 135: bar = 5.71; break; case 136: bar = 5.67; break; case 137: bar = 5.63; break; case 138: bar = 5.59; break; case 139: bar = 5.55; break; case 140: bar = 5.51; break; case 141: bar = 5.47; break; case 142: bar = 5.44; break; case 143: bar = 5.4; break; case 144: bar = 5.37; break; case 145: bar = 5.33; break; case 146: bar = 5.3; break; case 147: bar = 5.26; break; case 148: bar = 5.23; break; case 149: bar = 5.19; break; case 150: bar = 5.16; break; case 151: bar = 5.13; break; case 152: bar = 5.09; break; case 153: bar = 5.06; break; case 154: bar = 5.03; break; case 155: bar = 5; break; case 156: bar = 4.97; break; case 157: bar = 4.94; break; case 158: bar = 4.91; break; case 159: bar = 4.88; break; case 160: bar = 4.85; break; case 161: bar = 4.82; break; case 162: bar = 4.79; break; case 163: bar = 4.76; break; case 164: bar = 4.73; break; case 165: bar = 4.7; break; case 166: bar = 4.68; break; case 167: bar = 4.65; break; case 168: bar = 4.62; break; case 169: bar = 4.59; break; case 170: bar = 4.57; break; case 171: bar = 4.54; break; case 172: bar = 4.52; break; case 173: bar = 4.49; break; case 174: bar = 4.46; break; case 175: bar = 4.44; break; case 176: bar = 4.41; break; case 177: bar = 4.39; break; case 178: bar = 4.36; break; case 179: bar = 4.34; break; case 180: bar = 4.32; break; case 181: bar = 4.29; break; case 182: bar = 4.27; break; case 183: bar = 4.25; break; case 184: bar = 4.22; break; case 185: bar = 4.2; break; case 186: bar = 4.18; break; case 187: bar = 4.15; break; case 188: bar = 4.13; break; case 189: bar = 4.11; break; case 190: bar = 4.09; break; case 191: bar = 4.07; break; case 192: bar = 4.05; break; case 193: bar = 4.02; break; case 194: bar = 4; break; case 195: bar = 3.98; break; case 196: bar = 3.96; break; case 197: bar = 3.94; break; case 198: bar = 3.92; break; case 199: bar = 3.9; break; case 200: bar = 3.88; break; case 201: bar = 3.86; break; case 202: bar = 3.84; break; case 203: bar = 3.82; break; case 204: bar = 3.8; break; case 205: bar = 3.78; break; case 206: bar = 3.77; break; case 207: bar = 3.75; break; case 208: bar = 3.73; break; case 209: bar = 3.71; break; case 210: bar = 3.69; break; case 211: bar = 3.67; break; case 212: bar = 3.66; break; case 213: bar = 3.64; break; case 214: bar = 3.62; break; case 215: bar = 3.6; break; case 216: bar = 3.59; break; case 217: bar = 3.57; break; case 218: bar = 3.55; break; case 219: bar = 3.53; break; case 220: bar = 3.52; break; case 221: bar = 3.5; break; case 222: bar = 3.48; break; case 223: bar = 3.47; break; case 224: bar = 3.45; break; case 225: bar = 3.44; break; case 226: bar = 3.42; break; case 227: bar = 3.4; break; case 228: bar = 3.39; break; case 229: bar = 3.37; break; case 230: bar = 3.36; break; case 231: bar = 3.34; break; case 232: bar = 3.33; break; case 233: bar = 3.31; break; case 234: bar = 3.3; break; case 235: bar = 3.28; break; case 236: bar = 3.27; break; case 237: bar = 3.25; break; case 238: bar = 3.24; break; case 239: bar = 3.22; break; case 240: bar = 3.21; break; case 241: bar = 3.19; break; case 242: bar = 3.18; break; case 243: bar = 3.17; break; case 244: bar = 3.15; break; case 245: bar = 3.14; break; case 246: bar = 3.12; break; case 247: bar = 3.11; break; case 248: bar = 3.1; break; case 249: bar = 3.08; break; case 250: bar = 3.07; break; case 251: bar = 3.06; break; case 252: bar = 3.04; break; case 253: bar = 3.03; break; case 254: bar = 3.02; break; case 255: bar = 3.01; break; case 256: bar = 2.99; break; case 257: bar = 2.98; break; case 258: bar = 2.97; break; case 259: bar = 2.96; break; case 260: bar = 2.94; break; case 261: bar = 2.93; break; case 262: bar = 2.92; break; case 263: bar = 2.91; break; case 264: bar = 2.89; break; case 265: bar = 2.88; break; case 266: bar = 2.87; break; case 267: bar = 2.86; break; case 268: bar = 2.85; break; case 269: bar = 2.83; break; case 270: bar = 2.82; break; case 271: bar = 2.81; break; case 272: bar = 2.8; break; case 273: bar = 2.79; break; case 274: bar = 2.78; break; case 275: bar = 2.77; break; case 276: bar = 2.76; break; case 277: bar = 2.74; break; case 278: bar = 2.73; break; case 279: bar = 2.72; break; case 280: bar = 2.71; break; case 281: bar = 2.7; break; case 282: bar = 2.69; break; case 283: bar = 2.68; break; case 284: bar = 2.67; break; case 285: bar = 2.66; break; case 286: bar = 2.65; break; case 287: bar = 2.64; break; case 288: bar = 2.63; break; case 289: bar = 2.62; break; case 290: bar = 2.61; break; case 291: bar = 2.6; break; case 292: bar = 2.59; break; case 293: bar = 2.58; break; case 294: bar = 2.57; break; case 295: bar = 2.56; break; case 296: bar = 2.55; break; case 297: bar = 2.54; break; case 298: bar = 2.53; break; case 299: bar = 2.52; break; case 300: bar = 2.51; break; case 301: bar = 2.5; break; case 302: bar = 2.49; break; case 303: bar = 2.48; break; case 304: bar = 2.47; break; case 305: bar = 2.46; break; case 306: bar = 2.45; break; case 307: bar = 2.44; break; case 308: bar = 2.43; break; case 309: bar = 2.42; break; case 310: bar = 2.41; break; case 311: bar = 2.41; break; case 312: bar = 2.4; break; case 313: bar = 2.39; break; case 314: bar = 2.38; break; case 315: bar = 2.37; break; case 316: bar = 2.36; break; case 317: bar = 2.35; break; case 318: bar = 2.34; break; case 319: bar = 2.34; break; case 320: bar = 2.33; break; case 321: bar = 2.32; break; case 322: bar = 2.31; break; case 323: bar = 2.3; break; case 324: bar = 2.29; break; case 325: bar = 2.28; break; case 326: bar = 2.28; break; case 327: bar = 2.27; break; case 328: bar = 2.26; break; case 329: bar = 2.25; break; case 330: bar = 2.24; break; case 331: bar = 2.24; break; case 332: bar = 2.23; break; case 333: bar = 2.22; break; case 334: bar = 2.21; break; case 335: bar = 2.2; break; case 336: bar = 2.2; break; case 337: bar = 2.19; break; case 338: bar = 2.18; break; case 339: bar = 2.17; break; case 340: bar = 2.17; break; case 341: bar = 2.16; break; case 342: bar = 2.15; break; case 343: bar = 2.14; break; case 344: bar = 2.13; break; case 345: bar = 2.13; break; case 346: bar = 2.12; break; case 347: bar = 2.11; break; case 348: bar = 2.11; break; case 349: bar = 2.1; break; case 350: bar = 2.09; break; case 351: bar = 2.08; break; case 352: bar = 2.08; break; case 353: bar = 2.07; break; case 354: bar = 2.06; break; case 355: bar = 2.05; break; case 356: bar = 2.05; break; case 357: bar = 2.04; break; case 358: bar = 2.03; break; case 359: bar = 2.03; break; case 360: bar = 2.02; break; case 361: bar = 2.01; break; case 362: bar = 2.01; break; case 363: bar = 2; break; case 364: bar = 1.99; break; case 365: bar = 1.99; break; case 366: bar = 1.98; break; case 367: bar = 1.97; break; case 368: bar = 1.97; break; case 369: bar = 1.96; break; case 370: bar = 1.95; break; case 371: bar = 1.95; break; case 372: bar = 1.94; break; case 373: bar = 1.93; break; case 374: bar = 1.93; break; case 375: bar = 1.92; break; case 376: bar = 1.91; break; case 377: bar = 1.91; break; case 378: bar = 1.9; break; case 379: bar = 1.89; break; case 380: bar = 1.89; break; case 381: bar = 1.88; break; case 382: bar = 1.88; break; case 383: bar = 1.87; break; case 384: bar = 1.86; break; case 385: bar = 1.86; break; case 386: bar = 1.85; break; case 387: bar = 1.85; break; case 388: bar = 1.84; break; case 389: bar = 1.83; break; case 390: bar = 1.83; break; case 391: bar = 1.82; break; case 392: bar = 1.82; break; case 393: bar = 1.81; break; case 394: bar = 1.8; break; case 395: bar = 1.8; break; case 396: bar = 1.79; break; case 397: bar = 1.79; break; case 398: bar = 1.78; break; case 399: bar = 1.77; break; case 400: bar = 1.77; break; case 401: bar = 1.76; break; case 402: bar = 1.76; break; case 403: bar = 1.75; break; case 404: bar = 1.75; break; case 405: bar = 1.74; break; case 406: bar = 1.73; break; case 407: bar = 1.73; break; case 408: bar = 1.72; break; case 409: bar = 1.72; break; case 410: bar = 1.71; break; case 411: bar = 1.71; break; case 412: bar = 1.7; break; case 413: bar = 1.7; break; case 414: bar = 1.69; break; case 415: bar = 1.69; break; case 416: bar = 1.68; break; case 417: bar = 1.67; break; case 418: bar = 1.67; break; case 419: bar = 1.66; break; case 420: bar = 1.66; break; case 421: bar = 1.65; break; case 422: bar = 1.65; break; case 423: bar = 1.64; break; case 424: bar = 1.64; break; case 425: bar = 1.63; break; case 426: bar = 1.63; break; case 427: bar = 1.62; break; case 428: bar = 1.62; break; case 429: bar = 1.61; break; case 430: bar = 1.61; break; case 431: bar = 1.6; break; case 432: bar = 1.6; break; case 433: bar = 1.59; break; case 434: bar = 1.59; break; case 435: bar = 1.58; break; case 436: bar = 1.58; break; case 437: bar = 1.57; break; case 438: bar = 1.57; break; case 439: bar = 1.56; break; case 440: bar = 1.56; break; case 441: bar = 1.55; break; case 442: bar = 1.55; break; case 443: bar = 1.54; break; case 444: bar = 1.54; break; case 445: bar = 1.53; break; case 446: bar = 1.53; break; case 447: bar = 1.53; break; case 448: bar = 1.52; break; case 449: bar = 1.52; break; case 450: bar = 1.51; break; case 451: bar = 1.51; break; case 452: bar = 1.5; break; case 453: bar = 1.5; break; case 454: bar = 1.49; break; case 455: bar = 1.49; break; case 456: bar = 1.48; break; case 457: bar = 1.48; break; case 458: bar = 1.47; break; case 459: bar = 1.47; break; case 460: bar = 1.47; break; case 461: bar = 1.46; break; case 462: bar = 1.46; break; case 463: bar = 1.45; break; case 464: bar = 1.45; break; case 465: bar = 1.44; break; case 466: bar = 1.44; break; case 467: bar = 1.44; break; case 468: bar = 1.43; break; case 469: bar = 1.43; break; case 470: bar = 1.42; break; case 471: bar = 1.42; break; case 472: bar = 1.41; break; case 473: bar = 1.41; break; case 474: bar = 1.41; break; case 475: bar = 1.4; break; case 476: bar = 1.4; break; case 477: bar = 1.39; break; case 478: bar = 1.39; break; case 479: bar = 1.38; break; case 480: bar = 1.38; break; case 481: bar = 1.38; break; case 482: bar = 1.37; break; case 483: bar = 1.37; break; case 484: bar = 1.36; break; case 485: bar = 1.36; break; case 486: bar = 1.36; break; case 487: bar = 1.35; break; case 488: bar = 1.35; break; case 489: bar = 1.34; break; case 490: bar = 1.34; break; case 491: bar = 1.34; break; case 492: bar = 1.33; break; case 493: bar = 1.33; break; case 494: bar = 1.32; break; case 495: bar = 1.32; break; case 496: bar = 1.32; break; case 497: bar = 1.31; break; case 498: bar = 1.31; break; case 499: bar = 1.3; break; case 500: bar = 1.3; break; case 501: bar = 1.3; break; case 502: bar = 1.29; break; case 503: bar = 1.29; break; case 504: bar = 1.29; break; case 505: bar = 1.28; break; case 506: bar = 1.28; break; case 507: bar = 1.27; break; case 508: bar = 1.27; break; case 509: bar = 1.27; break; case 510: bar = 1.26; break; case 511: bar = 1.26; break; case 512: bar = 1.26; break; case 513: bar = 1.25; break; case 514: bar = 1.25; break; case 515: bar = 1.24; break; case 516: bar = 1.24; break; case 517: bar = 1.24; break; case 518: bar = 1.23; break; case 519: bar = 1.23; break; case 520: bar = 1.23; break; case 521: bar = 1.22; break; case 522: bar = 1.22; break; case 523: bar = 1.22; break; case 524: bar = 1.21; break; case 525: bar = 1.21; break; case 526: bar = 1.21; break; case 527: bar = 1.2; break; case 528: bar = 1.2; break; case 529: bar = 1.2; break; case 530: bar = 1.19; break; case 531: bar = 1.19; break; case 532: bar = 1.18; break; case 533: bar = 1.18; break; case 534: bar = 1.18; break; case 535: bar = 1.17; break; case 536: bar = 1.17; break; case 537: bar = 1.17; break; case 538: bar = 1.16; break; case 539: bar = 1.16; break; case 540: bar = 1.16; break; case 541: bar = 1.15; break; case 542: bar = 1.15; break; case 543: bar = 1.15; break; case 544: bar = 1.14; break; case 545: bar = 1.14; break; case 546: bar = 1.14; break; case 547: bar = 1.13; break; case 548: bar = 1.13; break; case 549: bar = 1.13; break; case 550: bar = 1.12; break; case 551: bar = 1.12; break; case 552: bar = 1.12; break; case 553: bar = 1.12; break; case 554: bar = 1.11; break; case 555: bar = 1.11; break; case 556: bar = 1.11; break; case 557: bar = 1.1; break; case 558: bar = 1.1; break; case 559: bar = 1.1; break; case 560: bar = 1.09; break; case 561: bar = 1.09; break; case 562: bar = 1.09; break; case 563: bar = 1.08; break; case 564: bar = 1.08; break; case 565: bar = 1.08; break; case 566: bar = 1.07; break; case 567: bar = 1.07; break; case 568: bar = 1.07; break; case 569: bar = 1.07; break; case 570: bar = 1.06; break; case 571: bar = 1.06; break; case 572: bar = 1.06; break; case 573: bar = 1.05; break; case 574: bar = 1.05; break; case 575: bar = 1.05; break; case 576: bar = 1.04; break; case 577: bar = 1.04; break; case 578: bar = 1.04; break; case 579: bar = 1.04; break; case 580: bar = 1.03; break; case 581: bar = 1.03; break; case 582: bar = 1.03; break; case 583: bar = 1.02; break; case 584: bar = 1.02; break; case 585: bar = 1.02; break; case 586: bar = 1.02; break; case 587: bar = 1.01; break; case 588: bar = 1.01; break; case 589: bar = 1.01; break; case 590: bar = 1; break; case 591: bar = 1; break; case 592: bar = 1; break; case 593: bar = 1; break; case 594: bar = 0.99; break; case 595: bar = 0.99; break; case 596: bar = 0.99; break; case 597: bar = 0.98; break; case 598: bar = 0.98; break; case 599: bar = 0.98; break; case 600: bar = 0.98; break; case 601: bar = 0.97; break; case 602: bar = 0.97; break; case 603: bar = 0.97; break; case 604: bar = 0.96; break; case 605: bar = 0.96; break; case 606: bar = 0.96; break; case 607: bar = 0.96; break; case 608: bar = 0.95; break; case 609: bar = 0.95; break; case 610: bar = 0.95; break; case 611: bar = 0.95; break; case 612: bar = 0.94; break; case 613: bar = 0.94; break; case 614: bar = 0.94; break; case 615: bar = 0.94; break; case 616: bar = 0.93; break; case 617: bar = 0.93; break; case 618: bar = 0.93; break; case 619: bar = 0.92; break; case 620: bar = 0.92; break; case 621: bar = 0.92; break; case 622: bar = 0.92; break; case 623: bar = 0.91; break; case 624: bar = 0.91; break; case 625: bar = 0.91; break; case 626: bar = 0.91; break; case 627: bar = 0.9; break; case 628: bar = 0.9; break; case 629: bar = 0.9; break; case 630: bar = 0.9; break; case 631: bar = 0.89; break; case 632: bar = 0.89; break; case 633: bar = 0.89; break; case 634: bar = 0.89; break; case 635: bar = 0.88; break; case 636: bar = 0.88; break; case 637: bar = 0.88; break; case 638: bar = 0.88; break; case 639: bar = 0.87; break; case 640: bar = 0.87; break; case 641: bar = 0.87; break; case 642: bar = 0.87; break; case 643: bar = 0.86; break; case 644: bar = 0.86; break; case 645: bar = 0.86; break; case 646: bar = 0.86; break; case 647: bar = 0.85; break; case 648: bar = 0.85; break; case 649: bar = 0.85; break; case 650: bar = 0.85; break; case 651: bar = 0.84; break; case 652: bar = 0.84; break; case 653: bar = 0.84; break; case 654: bar = 0.84; break; case 655: bar = 0.84; break; case 656: bar = 0.83; break; case 657: bar = 0.83; break; case 658: bar = 0.83; break; case 659: bar = 0.83; break; case 660: bar = 0.82; break; case 661: bar = 0.82; break; case 662: bar = 0.82; break; case 663: bar = 0.82; break; case 664: bar = 0.81; break; case 665: bar = 0.81; break; case 666: bar = 0.81; break; case 667: bar = 0.81; break; case 668: bar = 0.81; break; case 669: bar = 0.8; break; case 670: bar = 0.8; break; case 671: bar = 0.8; break; case 672: bar = 0.8; break; case 673: bar = 0.79; break; case 674: bar = 0.79; break; case 675: bar = 0.79; break; case 676: bar = 0.79; break; case 677: bar = 0.78; break; case 678: bar = 0.78; break; case 679: bar = 0.78; break; case 680: bar = 0.78; break; case 681: bar = 0.78; break; case 682: bar = 0.77; break; case 683: bar = 0.77; break; case 684: bar = 0.77; break; case 685: bar = 0.77; break; case 686: bar = 0.77; break; case 687: bar = 0.76; break; case 688: bar = 0.76; break; case 689: bar = 0.76; break; case 690: bar = 0.76; break; case 691: bar = 0.75; break; case 692: bar = 0.75; break; case 693: bar = 0.75; break; case 694: bar = 0.75; break; case 695: bar = 0.75; break; case 696: bar = 0.74; break; case 697: bar = 0.74; break; case 698: bar = 0.74; break; case 699: bar = 0.74; break; case 700: bar = 0.74; break; case 701: bar = 0.73; break; case 702: bar = 0.73; break; case 703: bar = 0.73; break; case 704: bar = 0.73; break; case 705: bar = 0.72; break; case 706: bar = 0.72; break; case 707: bar = 0.72; break; case 708: bar = 0.72; break; case 709: bar = 0.72; break; case 710: bar = 0.71; break; case 711: bar = 0.71; break; case 712: bar = 0.71; break; case 713: bar = 0.71; break; case 714: bar = 0.71; break; case 715: bar = 0.7; break; case 716: bar = 0.7; break; case 717: bar = 0.7; break; case 718: bar = 0.7; break; case 719: bar = 0.7; break; case 720: bar = 0.69; break; case 721: bar = 0.69; break; case 722: bar = 0.69; break; case 723: bar = 0.69; break; case 724: bar = 0.69; break; case 725: bar = 0.68; break; case 726: bar = 0.68; break; case 727: bar = 0.68; break; case 728: bar = 0.68; break; case 729: bar = 0.68; break; case 730: bar = 0.67; break; case 731: bar = 0.67; break; case 732: bar = 0.67; break; case 733: bar = 0.67; break; case 734: bar = 0.67; break; case 735: bar = 0.67; break; case 736: bar = 0.66; break; case 737: bar = 0.66; break; case 738: bar = 0.66; break; case 739: bar = 0.66; break; case 740: bar = 0.66; break; case 741: bar = 0.65; break; case 742: bar = 0.65; break; case 743: bar = 0.65; break; case 744: bar = 0.65; break; case 745: bar = 0.65; break; case 746: bar = 0.64; break; case 747: bar = 0.64; break; case 748: bar = 0.64; break; case 749: bar = 0.64; break; case 750: bar = 0.64; break; case 751: bar = 0.64; break; case 752: bar = 0.63; break; case 753: bar = 0.63; break; case 754: bar = 0.63; break; case 755: bar = 0.63; break; case 756: bar = 0.63; break; case 757: bar = 0.62; break; case 758: bar = 0.62; break; case 759: bar = 0.62; break; case 760: bar = 0.62; break; case 761: bar = 0.62; break; case 762: bar = 0.61; break; case 763: bar = 0.61; break; case 764: bar = 0.61; break; case 765: bar = 0.61; break; case 766: bar = 0.61; break; case 767: bar = 0.61; break; case 768: bar = 0.6; break; case 769: bar = 0.6; break; case 770: bar = 0.6; break; case 771: bar = 0.6; break; case 772: bar = 0.6; break; case 773: bar = 0.6; break; case 774: bar = 0.59; break; case 775: bar = 0.59; break; case 776: bar = 0.59; break; case 777: bar = 0.59; break; case 778: bar = 0.59; break; case 779: bar = 0.59; break; case 780: bar = 0.58; break; case 781: bar = 0.58; break; case 782: bar = 0.58; break; case 783: bar = 0.58; break; case 784: bar = 0.58; break; case 785: bar = 0.57; break; case 786: bar = 0.57; break; case 787: bar = 0.57; break; case 788: bar = 0.57; break; case 789: bar = 0.57; break; case 790: bar = 0.57; break; case 791: bar = 0.56; break; case 792: bar = 0.56; break; case 793: bar = 0.56; break; case 794: bar = 0.56; break; case 795: bar = 0.56; break; case 796: bar = 0.56; break; case 797: bar = 0.55; break; case 798: bar = 0.55; break; case 799: bar = 0.55; break; case 800: bar = 0.55; break; case 801: bar = 0.55; break; case 802: bar = 0.55; break; case 803: bar = 0.54; break; case 804: bar = 0.54; break; case 805: bar = 0.54; break; case 806: bar = 0.54; break; case 807: bar = 0.54; break; case 808: bar = 0.54; break; case 809: bar = 0.53; break; case 810: bar = 0.53; break; case 811: bar = 0.53; break; case 812: bar = 0.53; break; case 813: bar = 0.53; break; case 814: bar = 0.53; break; case 815: bar = 0.53; break; case 816: bar = 0.52; break; case 817: bar = 0.52; break; case 818: bar = 0.52; break; case 819: bar = 0.52; break; case 820: bar = 0.52; break; case 821: bar = 0.52; break; case 822: bar = 0.51; break; case 823: bar = 0.51; break; case 824: bar = 0.51; break; case 825: bar = 0.51; break; case 826: bar = 0.51; break; case 827: bar = 0.51; break; case 828: bar = 0.5; break; case 829: bar = 0.5; break; case 830: bar = 0.5; break; case 831: bar = 0.5; break; case 832: bar = 0.5; break; case 833: bar = 0.5; break; case 834: bar = 0.5; break; case 835: bar = 0.49; break; case 836: bar = 0.49; break; case 837: bar = 0.49; break; case 838: bar = 0.49; break; case 839: bar = 0.49; break; case 840: bar = 0.49; break; case 841: bar = 0.48; break; case 842: bar = 0.48; break; case 843: bar = 0.48; break; case 844: bar = 0.48; break; case 845: bar = 0.48; break; case 846: bar = 0.48; break; case 847: bar = 0.48; break; case 848: bar = 0.47; break; case 849: bar = 0.47; break; case 850: bar = 0.47; break; case 851: bar = 0.47; break; case 852: bar = 0.47; break; case 853: bar = 0.47; break; case 854: bar = 0.47; break; case 855: bar = 0.46; break; case 856: bar = 0.46; break; case 857: bar = 0.46; break; case 858: bar = 0.46; break; case 859: bar = 0.46; break; case 860: bar = 0.46; break; case 861: bar = 0.46; break; case 862: bar = 0.45; break; case 863: bar = 0.45; break; case 864: bar = 0.45; break; case 865: bar = 0.45; break; case 866: bar = 0.45; break; case 867: bar = 0.45; break; case 868: bar = 0.45; break; case 869: bar = 0.44; break; case 870: bar = 0.44; break; case 871: bar = 0.44; break; case 872: bar = 0.44; break; case 873: bar = 0.44; break; case 874: bar = 0.44; break; case 875: bar = 0.44; break; case 876: bar = 0.43; break; case 877: bar = 0.43; break; case 878: bar = 0.43; break; case 879: bar = 0.43; break; case 880: bar = 0.43; break; case 881: bar = 0.43; break; case 882: bar = 0.43; break; case 883: bar = 0.42; break; case 884: bar = 0.42; break; case 885: bar = 0.42; break; case 886: bar = 0.42; break; case 887: bar = 0.42; break; case 888: bar = 0.42; break; case 889: bar = 0.42; break; case 890: bar = 0.41; break; case 891: bar = 0.41; break; case 892: bar = 0.41; break; case 893: bar = 0.41; break; case 894: bar = 0.41; break; case 895: bar = 0.41; break; case 896: bar = 0.41; break; case 897: bar = 0.41; break; case 898: bar = 0.4; break; case 899: bar = 0.4; break; case 900: bar = 0.4; break; case 901: bar = 0.4; break; case 902: bar = 0.4; break; case 903: bar = 0.4; break; case 904: bar = 0.4; break; case 905: bar = 0.39; break; case 906: bar = 0.39; break; case 907: bar = 0.39; break; case 908: bar = 0.39; break; case 909: bar = 0.39; break; case 910: bar = 0.39; break; case 911: bar = 0.39; break; case 912: bar = 0.39; break; case 913: bar = 0.38; break; case 914: bar = 0.38; break; case 915: bar = 0.38; break; case 916: bar = 0.38; break; case 917: bar = 0.38; break; case 918: bar = 0.38; break; case 919: bar = 0.38; break; case 920: bar = 0.38; break; case 921: bar = 0.37; break; case 922: bar = 0.37; break; case 923: bar = 0.37; break; case 924: bar = 0.37; break; case 925: bar = 0.37; break; case 926: bar = 0.37; break; case 927: bar = 0.37; break; case 928: bar = 0.37; break; case 929: bar = 0.36; break; case 930: bar = 0.36; break; case 931: bar = 0.36; break; case 932: bar = 0.36; break; case 933: bar = 0.36; break; case 934: bar = 0.36; break; case 935: bar = 0.36; break; case 936: bar = 0.36; break; case 937: bar = 0.35; break; case 938: bar = 0.35; break; case 939: bar = 0.35; break; case 940: bar = 0.35; break; case 941: bar = 0.35; break; case 942: bar = 0.35; break; case 943: bar = 0.35; break; case 944: bar = 0.35; break; case 945: bar = 0.34; break; case 946: bar = 0.34; break; case 947: bar = 0.34; break; case 948: bar = 0.34; break; case 949: bar = 0.34; break; case 950: bar = 0.34; break; case 951: bar = 0.34; break; case 952: bar = 0.34; break; case 953: bar = 0.33; break; case 954: bar = 0.33; break; case 955: bar = 0.33; break; case 956: bar = 0.33; break; case 957: bar = 0.33; break; case 958: bar = 0.33; break; case 959: bar = 0.33; break; case 960: bar = 0.33; break; case 961: bar = 0.32; break; case 962: bar = 0.32; break; case 963: bar = 0.32; break; case 964: bar = 0.32; break; case 965: bar = 0.32; break; case 966: bar = 0.32; break; case 967: bar = 0.32; break; case 968: bar = 0.32; break; case 969: bar = 0.32; break; case 970: bar = 0.31; break; case 971: bar = 0.31; break; case 972: bar = 0.31; break; case 973: bar = 0.31; break; case 974: bar = 0.31; break; case 975: bar = 0.31; break; case 976: bar = 0.31; break; case 977: bar = 0.31; break; case 978: bar = 0.3; break; case 979: bar = 0.3; break; case 980: bar = 0.3; break; case 981: bar = 0.3; break; case 982: bar = 0.3; break; case 983: bar = 0.3; break; case 984: bar = 0.3; break; case 985: bar = 0.3; break; case 986: bar = 0.3; break; case 987: bar = 0.29; break; case 988: bar = 0.29; break; case 989: bar = 0.29; break; case 990: bar = 0.29; break; case 991: bar = 0.29; break; case 992: bar = 0.29; break; case 993: bar = 0.29; break; case 994: bar = 0.29; break; case 995: bar = 0.29; break; case 996: bar = 0.28; break; case 997: bar = 0.28; break; case 998: bar = 0.28; break; case 999: bar = 0.28; break; case 1000: bar = 0.28; break; case 1001: bar = 0.28; break; case 1002: bar = 0.28; break; case 1003: bar = 0.28; break; case 1004: bar = 0.28; break; case 1005: bar = 0.27; break; case 1006: bar = 0.27; break; case 1007: bar = 0.27; break; case 1008: bar = 0.27; break; case 1009: bar = 0.27; break; case 1010: bar = 0.27; break; case 1011: bar = 0.27; break; case 1012: bar = 0.27; break; case 1013: bar = 0.27; break; case 1014: bar = 0.26; break; case 1015: bar = 0.26; break; case 1016: bar = 0.26; break; case 1017: bar = 0.26; break; case 1018: bar = 0.26; break; case 1019: bar = 0.26; break; case 1020: bar = 0.26; break; case 1021: bar = 0.26; break; case 1022: bar = 0.26; break; case 1023: bar = 0.26; break; case 1024: bar = 0.25; break;
case 101: bar = 7.46; break; | case 101: bar = 7.46; break; case 102: bar = 7.4; break; case 103: bar = 7.33; break; case 104: bar = 7.27; break; case 105: bar = 7.2; break; case 106: bar = 7.14; break; case 107: bar = 7.08; break; case 108: bar = 7.02; break; case 109: bar = 6.96; break; case 110: bar = 6.9; break; case 111: bar = 6.85; break; case 112: bar = 6.79; break; case 113: bar = 6.74; break; case 114: bar = 6.68; break; case 115: bar = 6.63; break; case 116: bar = 6.57; break; case 117: bar = 6.52; break; case 118: bar = 6.47; break; case 119: bar = 6.42; break; case 120: bar = 6.37; break; case 121: bar = 6.32; break; case 122: bar = 6.27; break; case 123: bar = 6.23; break; case 124: bar = 6.18; break; case 125: bar = 6.13; break; case 126: bar = 6.09; break; case 127: bar = 6.04; break; case 128: bar = 6; break; case 129: bar = 5.95; break; case 130: bar = 5.91; break; case 131: bar = 5.87; break; case 132: bar = 5.83; break; case 133: bar = 5.79; break; case 134: bar = 5.75; break; case 135: bar = 5.71; break; case 136: bar = 5.67; break; case 137: bar = 5.63; break; case 138: bar = 5.59; break; case 139: bar = 5.55; break; case 140: bar = 5.51; break; case 141: bar = 5.47; break; case 142: bar = 5.44; break; case 143: bar = 5.4; break; case 144: bar = 5.37; break; case 145: bar = 5.33; break; case 146: bar = 5.3; break; case 147: bar = 5.26; break; case 148: bar = 5.23; break; case 149: bar = 5.19; break; case 150: bar = 5.16; break; case 151: bar = 5.13; break; case 152: bar = 5.09; break; case 153: bar = 5.06; break; case 154: bar = 5.03; break; case 155: bar = 5; break; case 156: bar = 4.97; break; case 157: bar = 4.94; break; case 158: bar = 4.91; break; case 159: bar = 4.88; break; case 160: bar = 4.85; break; case 161: bar = 4.82; break; case 162: bar = 4.79; break; case 163: bar = 4.76; break; case 164: bar = 4.73; break; case 165: bar = 4.7; break; case 166: bar = 4.68; break; case 167: bar = 4.65; break; case 168: bar = 4.62; break; case 169: bar = 4.59; break; case 170: bar = 4.57; break; case 171: bar = 4.54; break; case 172: bar = 4.52; break; case 173: bar = 4.49; break; case 174: bar = 4.46; break; case 175: bar = 4.44; break; case 176: bar = 4.41; break; case 177: bar = 4.39; break; case 178: bar = 4.36; break; case 179: bar = 4.34; break; case 180: bar = 4.32; break; case 181: bar = 4.29; break; case 182: bar = 4.27; break; case 183: bar = 4.25; break; case 184: bar = 4.22; break; case 185: bar = 4.2; break; case 186: bar = 4.18; break; case 187: bar = 4.15; break; case 188: bar = 4.13; break; case 189: bar = 4.11; break; case 190: bar = 4.09; break; case 191: bar = 4.07; break; case 192: bar = 4.05; break; case 193: bar = 4.02; break; case 194: bar = 4; break; case 195: bar = 3.98; break; case 196: bar = 3.96; break; case 197: bar = 3.94; break; case 198: bar = 3.92; break; case 199: bar = 3.9; break; case 200: bar = 3.88; break; case 201: bar = 3.86; break; case 202: bar = 3.84; break; case 203: bar = 3.82; break; case 204: bar = 3.8; break; case 205: bar = 3.78; break; case 206: bar = 3.77; break; case 207: bar = 3.75; break; case 208: bar = 3.73; break; case 209: bar = 3.71; break; case 210: bar = 3.69; break; case 211: bar = 3.67; break; case 212: bar = 3.66; break; case 213: bar = 3.64; break; case 214: bar = 3.62; break; case 215: bar = 3.6; break; case 216: bar = 3.59; break; case 217: bar = 3.57; break; case 218: bar = 3.55; break; case 219: bar = 3.53; break; case 220: bar = 3.52; break; case 221: bar = 3.5; break; case 222: bar = 3.48; break; case 223: bar = 3.47; break; case 224: bar = 3.45; break; case 225: bar = 3.44; break; case 226: bar = 3.42; break; case 227: bar = 3.4; break; case 228: bar = 3.39; break; case 229: bar = 3.37; break; case 230: bar = 3.36; break; case 231: bar = 3.34; break; case 232: bar = 3.33; break; case 233: bar = 3.31; break; case 234: bar = 3.3; break; case 235: bar = 3.28; break; case 236: bar = 3.27; break; case 237: bar = 3.25; break; case 238: bar = 3.24; break; case 239: bar = 3.22; break; case 240: bar = 3.21; break; case 241: bar = 3.19; break; case 242: bar = 3.18; break; case 243: bar = 3.17; break; case 244: bar = 3.15; break; case 245: bar = 3.14; break; case 246: bar = 3.12; break; case 247: bar = 3.11; break; case 248: bar = 3.1; break; case 249: bar = 3.08; break; case 250: bar = 3.07; break; case 251: bar = 3.06; break; case 252: bar = 3.04; break; case 253: bar = 3.03; break; case 254: bar = 3.02; break; case 255: bar = 3.01; break; case 256: bar = 2.99; break; case 257: bar = 2.98; break; case 258: bar = 2.97; break; case 259: bar = 2.96; break; case 260: bar = 2.94; break; case 261: bar = 2.93; break; case 262: bar = 2.92; break; case 263: bar = 2.91; break; case 264: bar = 2.89; break; case 265: bar = 2.88; break; case 266: bar = 2.87; break; case 267: bar = 2.86; break; case 268: bar = 2.85; break; case 269: bar = 2.83; break; case 270: bar = 2.82; break; case 271: bar = 2.81; break; case 272: bar = 2.8; break; case 273: bar = 2.79; break; case 274: bar = 2.78; break; case 275: bar = 2.77; break; case 276: bar = 2.76; break; case 277: bar = 2.74; break; case 278: bar = 2.73; break; case 279: bar = 2.72; break; case 280: bar = 2.71; break; case 281: bar = 2.7; break; case 282: bar = 2.69; break; case 283: bar = 2.68; break; case 284: bar = 2.67; break; case 285: bar = 2.66; break; case 286: bar = 2.65; break; case 287: bar = 2.64; break; case 288: bar = 2.63; break; case 289: bar = 2.62; break; case 290: bar = 2.61; break; case 291: bar = 2.6; break; case 292: bar = 2.59; break; case 293: bar = 2.58; break; case 294: bar = 2.57; break; case 295: bar = 2.56; break; case 296: bar = 2.55; break; case 297: bar = 2.54; break; case 298: bar = 2.53; break; case 299: bar = 2.52; break; case 300: bar = 2.51; break; case 301: bar = 2.5; break; case 302: bar = 2.49; break; case 303: bar = 2.48; break; case 304: bar = 2.47; break; case 305: bar = 2.46; break; case 306: bar = 2.45; break; case 307: bar = 2.44; break; case 308: bar = 2.43; break; case 309: bar = 2.42; break; case 310: bar = 2.41; break; case 311: bar = 2.41; break; case 312: bar = 2.4; break; case 313: bar = 2.39; break; case 314: bar = 2.38; break; case 315: bar = 2.37; break; case 316: bar = 2.36; break; case 317: bar = 2.35; break; case 318: bar = 2.34; break; case 319: bar = 2.34; break; case 320: bar = 2.33; break; case 321: bar = 2.32; break; case 322: bar = 2.31; break; case 323: bar = 2.3; break; case 324: bar = 2.29; break; case 325: bar = 2.28; break; case 326: bar = 2.28; break; case 327: bar = 2.27; break; case 328: bar = 2.26; break; case 329: bar = 2.25; break; case 330: bar = 2.24; break; case 331: bar = 2.24; break; case 332: bar = 2.23; break; case 333: bar = 2.22; break; case 334: bar = 2.21; break; case 335: bar = 2.2; break; case 336: bar = 2.2; break; case 337: bar = 2.19; break; case 338: bar = 2.18; break; case 339: bar = 2.17; break; case 340: bar = 2.17; break; case 341: bar = 2.16; break; case 342: bar = 2.15; break; case 343: bar = 2.14; break; case 344: bar = 2.13; break; case 345: bar = 2.13; break; case 346: bar = 2.12; break; case 347: bar = 2.11; break; case 348: bar = 2.11; break; case 349: bar = 2.1; break; case 350: bar = 2.09; break; case 351: bar = 2.08; break; case 352: bar = 2.08; break; case 353: bar = 2.07; break; case 354: bar = 2.06; break; case 355: bar = 2.05; break; case 356: bar = 2.05; break; case 357: bar = 2.04; break; case 358: bar = 2.03; break; case 359: bar = 2.03; break; case 360: bar = 2.02; break; case 361: bar = 2.01; break; case 362: bar = 2.01; break; case 363: bar = 2; break; case 364: bar = 1.99; break; case 365: bar = 1.99; break; case 366: bar = 1.98; break; case 367: bar = 1.97; break; case 368: bar = 1.97; break; case 369: bar = 1.96; break; case 370: bar = 1.95; break; case 371: bar = 1.95; break; case 372: bar = 1.94; break; case 373: bar = 1.93; break; case 374: bar = 1.93; break; case 375: bar = 1.92; break; case 376: bar = 1.91; break; case 377: bar = 1.91; break; case 378: bar = 1.9; break; case 379: bar = 1.89; break; case 380: bar = 1.89; break; case 381: bar = 1.88; break; case 382: bar = 1.88; break; case 383: bar = 1.87; break; case 384: bar = 1.86; break; case 385: bar = 1.86; break; case 386: bar = 1.85; break; case 387: bar = 1.85; break; case 388: bar = 1.84; break; case 389: bar = 1.83; break; case 390: bar = 1.83; break; case 391: bar = 1.82; break; case 392: bar = 1.82; break; case 393: bar = 1.81; break; case 394: bar = 1.8; break; case 395: bar = 1.8; break; case 396: bar = 1.79; break; case 397: bar = 1.79; break; case 398: bar = 1.78; break; case 399: bar = 1.77; break; case 400: bar = 1.77; break; case 401: bar = 1.76; break; case 402: bar = 1.76; break; case 403: bar = 1.75; break; case 404: bar = 1.75; break; case 405: bar = 1.74; break; case 406: bar = 1.73; break; case 407: bar = 1.73; break; case 408: bar = 1.72; break; case 409: bar = 1.72; break; case 410: bar = 1.71; break; case 411: bar = 1.71; break; case 412: bar = 1.7; break; case 413: bar = 1.7; break; case 414: bar = 1.69; break; case 415: bar = 1.69; break; case 416: bar = 1.68; break; case 417: bar = 1.67; break; case 418: bar = 1.67; break; case 419: bar = 1.66; break; case 420: bar = 1.66; break; case 421: bar = 1.65; break; case 422: bar = 1.65; break; case 423: bar = 1.64; break; case 424: bar = 1.64; break; case 425: bar = 1.63; break; case 426: bar = 1.63; break; case 427: bar = 1.62; break; case 428: bar = 1.62; break; case 429: bar = 1.61; break; case 430: bar = 1.61; break; case 431: bar = 1.6; break; case 432: bar = 1.6; break; case 433: bar = 1.59; break; case 434: bar = 1.59; break; case 435: bar = 1.58; break; case 436: bar = 1.58; break; case 437: bar = 1.57; break; case 438: bar = 1.57; break; case 439: bar = 1.56; break; case 440: bar = 1.56; break; case 441: bar = 1.55; break; case 442: bar = 1.55; break; case 443: bar = 1.54; break; case 444: bar = 1.54; break; case 445: bar = 1.53; break; case 446: bar = 1.53; break; case 447: bar = 1.53; break; case 448: bar = 1.52; break; case 449: bar = 1.52; break; case 450: bar = 1.51; break; case 451: bar = 1.51; break; case 452: bar = 1.5; break; case 453: bar = 1.5; break; case 454: bar = 1.49; break; case 455: bar = 1.49; break; case 456: bar = 1.48; break; case 457: bar = 1.48; break; case 458: bar = 1.47; break; case 459: bar = 1.47; break; case 460: bar = 1.47; break; case 461: bar = 1.46; break; case 462: bar = 1.46; break; case 463: bar = 1.45; break; case 464: bar = 1.45; break; case 465: bar = 1.44; break; case 466: bar = 1.44; break; case 467: bar = 1.44; break; case 468: bar = 1.43; break; case 469: bar = 1.43; break; case 470: bar = 1.42; break; case 471: bar = 1.42; break; case 472: bar = 1.41; break; case 473: bar = 1.41; break; case 474: bar = 1.41; break; case 475: bar = 1.4; break; case 476: bar = 1.4; break; case 477: bar = 1.39; break; case 478: bar = 1.39; break; case 479: bar = 1.38; break; case 480: bar = 1.38; break; case 481: bar = 1.38; break; case 482: bar = 1.37; break; case 483: bar = 1.37; break; case 484: bar = 1.36; break; case 485: bar = 1.36; break; case 486: bar = 1.36; break; case 487: bar = 1.35; break; case 488: bar = 1.35; break; case 489: bar = 1.34; break; case 490: bar = 1.34; break; case 491: bar = 1.34; break; case 492: bar = 1.33; break; case 493: bar = 1.33; break; case 494: bar = 1.32; break; case 495: bar = 1.32; break; case 496: bar = 1.32; break; case 497: bar = 1.31; break; case 498: bar = 1.31; break; case 499: bar = 1.3; break; case 500: bar = 1.3; break; case 501: bar = 1.3; break; case 502: bar = 1.29; break; case 503: bar = 1.29; break; case 504: bar = 1.29; break; case 505: bar = 1.28; break; case 506: bar = 1.28; break; case 507: bar = 1.27; break; case 508: bar = 1.27; break; case 509: bar = 1.27; break; case 510: bar = 1.26; break; case 511: bar = 1.26; break; case 512: bar = 1.26; break; case 513: bar = 1.25; break; case 514: bar = 1.25; break; case 515: bar = 1.24; break; case 516: bar = 1.24; break; case 517: bar = 1.24; break; case 518: bar = 1.23; break; case 519: bar = 1.23; break; case 520: bar = 1.23; break; case 521: bar = 1.22; break; case 522: bar = 1.22; break; case 523: bar = 1.22; break; case 524: bar = 1.21; break; case 525: bar = 1.21; break; case 526: bar = 1.21; break; case 527: bar = 1.2; break; case 528: bar = 1.2; break; case 529: bar = 1.2; break; case 530: bar = 1.19; break; case 531: bar = 1.19; break; case 532: bar = 1.18; break; case 533: bar = 1.18; break; case 534: bar = 1.18; break; case 535: bar = 1.17; break; case 536: bar = 1.17; break; case 537: bar = 1.17; break; case 538: bar = 1.16; break; case 539: bar = 1.16; break; case 540: bar = 1.16; break; case 541: bar = 1.15; break; case 542: bar = 1.15; break; case 543: bar = 1.15; break; case 544: bar = 1.14; break; case 545: bar = 1.14; break; case 546: bar = 1.14; break; case 547: bar = 1.13; break; case 548: bar = 1.13; break; case 549: bar = 1.13; break; case 550: bar = 1.12; break; case 551: bar = 1.12; break; case 552: bar = 1.12; break; case 553: bar = 1.12; break; case 554: bar = 1.11; break; case 555: bar = 1.11; break; case 556: bar = 1.11; break; case 557: bar = 1.1; break; case 558: bar = 1.1; break; case 559: bar = 1.1; break; case 560: bar = 1.09; break; case 561: bar = 1.09; break; case 562: bar = 1.09; break; case 563: bar = 1.08; break; case 564: bar = 1.08; break; case 565: bar = 1.08; break; case 566: bar = 1.07; break; case 567: bar = 1.07; break; case 568: bar = 1.07; break; case 569: bar = 1.07; break; case 570: bar = 1.06; break; case 571: bar = 1.06; break; case 572: bar = 1.06; break; case 573: bar = 1.05; break; case 574: bar = 1.05; break; case 575: bar = 1.05; break; case 576: bar = 1.04; break; case 577: bar = 1.04; break; case 578: bar = 1.04; break; case 579: bar = 1.04; break; case 580: bar = 1.03; break; case 581: bar = 1.03; break; case 582: bar = 1.03; break; case 583: bar = 1.02; break; case 584: bar = 1.02; break; case 585: bar = 1.02; break; case 586: bar = 1.02; break; case 587: bar = 1.01; break; case 588: bar = 1.01; break; case 589: bar = 1.01; break; case 590: bar = 1; break; case 591: bar = 1; break; case 592: bar = 1; break; case 593: bar = 1; break; case 594: bar = 0.99; break; case 595: bar = 0.99; break; case 596: bar = 0.99; break; case 597: bar = 0.98; break; case 598: bar = 0.98; break; case 599: bar = 0.98; break; case 600: bar = 0.98; break; case 601: bar = 0.97; break; case 602: bar = 0.97; break; case 603: bar = 0.97; break; case 604: bar = 0.96; break; case 605: bar = 0.96; break; case 606: bar = 0.96; break; case 607: bar = 0.96; break; case 608: bar = 0.95; break; case 609: bar = 0.95; break; case 610: bar = 0.95; break; case 611: bar = 0.95; break; case 612: bar = 0.94; break; case 613: bar = 0.94; break; case 614: bar = 0.94; break; case 615: bar = 0.94; break; case 616: bar = 0.93; break; case 617: bar = 0.93; break; case 618: bar = 0.93; break; case 619: bar = 0.92; break; case 620: bar = 0.92; break; case 621: bar = 0.92; break; case 622: bar = 0.92; break; case 623: bar = 0.91; break; case 624: bar = 0.91; break; case 625: bar = 0.91; break; case 626: bar = 0.91; break; case 627: bar = 0.9; break; case 628: bar = 0.9; break; case 629: bar = 0.9; break; case 630: bar = 0.9; break; case 631: bar = 0.89; break; case 632: bar = 0.89; break; case 633: bar = 0.89; break; case 634: bar = 0.89; break; case 635: bar = 0.88; break; case 636: bar = 0.88; break; case 637: bar = 0.88; break; case 638: bar = 0.88; break; case 639: bar = 0.87; break; case 640: bar = 0.87; break; case 641: bar = 0.87; break; case 642: bar = 0.87; break; case 643: bar = 0.86; break; case 644: bar = 0.86; break; case 645: bar = 0.86; break; case 646: bar = 0.86; break; case 647: bar = 0.85; break; case 648: bar = 0.85; break; case 649: bar = 0.85; break; case 650: bar = 0.85; break; case 651: bar = 0.84; break; case 652: bar = 0.84; break; case 653: bar = 0.84; break; case 654: bar = 0.84; break; case 655: bar = 0.84; break; case 656: bar = 0.83; break; case 657: bar = 0.83; break; case 658: bar = 0.83; break; case 659: bar = 0.83; break; case 660: bar = 0.82; break; case 661: bar = 0.82; break; case 662: bar = 0.82; break; case 663: bar = 0.82; break; case 664: bar = 0.81; break; case 665: bar = 0.81; break; case 666: bar = 0.81; break; case 667: bar = 0.81; break; case 668: bar = 0.81; break; case 669: bar = 0.8; break; case 670: bar = 0.8; break; case 671: bar = 0.8; break; case 672: bar = 0.8; break; case 673: bar = 0.79; break; case 674: bar = 0.79; break; case 675: bar = 0.79; break; case 676: bar = 0.79; break; case 677: bar = 0.78; break; case 678: bar = 0.78; break; case 679: bar = 0.78; break; case 680: bar = 0.78; break; case 681: bar = 0.78; break; case 682: bar = 0.77; break; case 683: bar = 0.77; break; case 684: bar = 0.77; break; case 685: bar = 0.77; break; case 686: bar = 0.77; break; case 687: bar = 0.76; break; case 688: bar = 0.76; break; case 689: bar = 0.76; break; case 690: bar = 0.76; break; case 691: bar = 0.75; break; case 692: bar = 0.75; break; case 693: bar = 0.75; break; case 694: bar = 0.75; break; case 695: bar = 0.75; break; case 696: bar = 0.74; break; case 697: bar = 0.74; break; case 698: bar = 0.74; break; case 699: bar = 0.74; break; case 700: bar = 0.74; break; case 701: bar = 0.73; break; case 702: bar = 0.73; break; case 703: bar = 0.73; break; case 704: bar = 0.73; break; case 705: bar = 0.72; break; case 706: bar = 0.72; break; case 707: bar = 0.72; break; case 708: bar = 0.72; break; case 709: bar = 0.72; break; case 710: bar = 0.71; break; case 711: bar = 0.71; break; case 712: bar = 0.71; break; case 713: bar = 0.71; break; case 714: bar = 0.71; break; case 715: bar = 0.7; break; case 716: bar = 0.7; break; case 717: bar = 0.7; break; case 718: bar = 0.7; break; case 719: bar = 0.7; break; case 720: bar = 0.69; break; case 721: bar = 0.69; break; case 722: bar = 0.69; break; case 723: bar = 0.69; break; case 724: bar = 0.69; break; case 725: bar = 0.68; break; case 726: bar = 0.68; break; case 727: bar = 0.68; break; case 728: bar = 0.68; break; case 729: bar = 0.68; break; case 730: bar = 0.67; break; case 731: bar = 0.67; break; case 732: bar = 0.67; break; case 733: bar = 0.67; break; case 734: bar = 0.67; break; case 735: bar = 0.67; break; case 736: bar = 0.66; break; case 737: bar = 0.66; break; case 738: bar = 0.66; break; case 739: bar = 0.66; break; case 740: bar = 0.66; break; case 741: bar = 0.65; break; case 742: bar = 0.65; break; case 743: bar = 0.65; break; case 744: bar = 0.65; break; case 745: bar = 0.65; break; case 746: bar = 0.64; break; case 747: bar = 0.64; break; case 748: bar = 0.64; break; case 749: bar = 0.64; break; case 750: bar = 0.64; break; case 751: bar = 0.64; break; case 752: bar = 0.63; break; case 753: bar = 0.63; break; case 754: bar = 0.63; break; case 755: bar = 0.63; break; case 756: bar = 0.63; break; case 757: bar = 0.62; break; case 758: bar = 0.62; break; case 759: bar = 0.62; break; case 760: bar = 0.62; break; case 761: bar = 0.62; break; case 762: bar = 0.61; break; case 763: bar = 0.61; break; case 764: bar = 0.61; break; case 765: bar = 0.61; break; case 766: bar = 0.61; break; case 767: bar = 0.61; break; case 768: bar = 0.6; break; case 769: bar = 0.6; break; case 770: bar = 0.6; break; case 771: bar = 0.6; break; case 772: bar = 0.6; break; case 773: bar = 0.6; break; case 774: bar = 0.59; break; case 775: bar = 0.59; break; case 776: bar = 0.59; break; case 777: bar = 0.59; break; case 778: bar = 0.59; break; case 779: bar = 0.59; break; case 780: bar = 0.58; break; case 781: bar = 0.58; break; case 782: bar = 0.58; break; case 783: bar = 0.58; break; case 784: bar = 0.58; break; case 785: bar = 0.57; break; case 786: bar = 0.57; break; case 787: bar = 0.57; break; case 788: bar = 0.57; break; case 789: bar = 0.57; break; case 790: bar = 0.57; break; case 791: bar = 0.56; break; case 792: bar = 0.56; break; case 793: bar = 0.56; break; case 794: bar = 0.56; break; case 795: bar = 0.56; break; case 796: bar = 0.56; break; case 797: bar = 0.55; break; case 798: bar = 0.55; break; case 799: bar = 0.55; break; case 800: bar = 0.55; break; case 801: bar = 0.55; break; case 802: bar = 0.55; break; case 803: bar = 0.54; break; case 804: bar = 0.54; break; case 805: bar = 0.54; break; case 806: bar = 0.54; break; case 807: bar = 0.54; break; case 808: bar = 0.54; break; case 809: bar = 0.53; break; case 810: bar = 0.53; break; case 811: bar = 0.53; break; case 812: bar = 0.53; break; case 813: bar = 0.53; break; case 814: bar = 0.53; break; case 815: bar = 0.53; break; case 816: bar = 0.52; break; case 817: bar = 0.52; break; case 818: bar = 0.52; break; case 819: bar = 0.52; break; case 820: bar = 0.52; break; case 821: bar = 0.52; break; case 822: bar = 0.51; break; case 823: bar = 0.51; break; case 824: bar = 0.51; break; case 825: bar = 0.51; break; case 826: bar = 0.51; break; case 827: bar = 0.51; break; case 828: bar = 0.5; break; case 829: bar = 0.5; break; case 830: bar = 0.5; break; case 831: bar = 0.5; break; case 832: bar = 0.5; break; case 833: bar = 0.5; break; case 834: bar = 0.5; break; case 835: bar = 0.49; break; case 836: bar = 0.49; break; case 837: bar = 0.49; break; case 838: bar = 0.49; break; case 839: bar = 0.49; break; case 840: bar = 0.49; break; case 841: bar = 0.48; break; case 842: bar = 0.48; break; case 843: bar = 0.48; break; case 844: bar = 0.48; break; case 845: bar = 0.48; break; case 846: bar = 0.48; break; case 847: bar = 0.48; break; case 848: bar = 0.47; break; case 849: bar = 0.47; break; case 850: bar = 0.47; break; case 851: bar = 0.47; break; case 852: bar = 0.47; break; case 853: bar = 0.47; break; case 854: bar = 0.47; break; case 855: bar = 0.46; break; case 856: bar = 0.46; break; case 857: bar = 0.46; break; case 858: bar = 0.46; break; case 859: bar = 0.46; break; case 860: bar = 0.46; break; case 861: bar = 0.46; break; case 862: bar = 0.45; break; case 863: bar = 0.45; break; case 864: bar = 0.45; break; case 865: bar = 0.45; break; case 866: bar = 0.45; break; case 867: bar = 0.45; break; case 868: bar = 0.45; break; case 869: bar = 0.44; break; case 870: bar = 0.44; break; case 871: bar = 0.44; break; case 872: bar = 0.44; break; case 873: bar = 0.44; break; case 874: bar = 0.44; break; case 875: bar = 0.44; break; case 876: bar = 0.43; break; case 877: bar = 0.43; break; case 878: bar = 0.43; break; case 879: bar = 0.43; break; case 880: bar = 0.43; break; case 881: bar = 0.43; break; case 882: bar = 0.43; break; case 883: bar = 0.42; break; case 884: bar = 0.42; break; case 885: bar = 0.42; break; case 886: bar = 0.42; break; case 887: bar = 0.42; break; case 888: bar = 0.42; break; case 889: bar = 0.42; break; case 890: bar = 0.41; break; case 891: bar = 0.41; break; case 892: bar = 0.41; break; case 893: bar = 0.41; break; case 894: bar = 0.41; break; case 895: bar = 0.41; break; case 896: bar = 0.41; break; case 897: bar = 0.41; break; case 898: bar = 0.4; break; case 899: bar = 0.4; break; case 900: bar = 0.4; break; case 901: bar = 0.4; break; case 902: bar = 0.4; break; case 903: bar = 0.4; break; case 904: bar = 0.4; break; case 905: bar = 0.39; break; case 906: bar = 0.39; break; case 907: bar = 0.39; break; case 908: bar = 0.39; break; case 909: bar = 0.39; break; case 910: bar = 0.39; break; case 911: bar = 0.39; break; case 912: bar = 0.39; break; case 913: bar = 0.38; break; case 914: bar = 0.38; break; case 915: bar = 0.38; break; case 916: bar = 0.38; break; case 917: bar = 0.38; break; case 918: bar = 0.38; break; case 919: bar = 0.38; break; case 920: bar = 0.38; break; case 921: bar = 0.37; break; case 922: bar = 0.37; break; case 923: bar = 0.37; break; case 924: bar = 0.37; break; case 925: bar = 0.37; break; case 926: bar = 0.37; break; case 927: bar = 0.37; break; case 928: bar = 0.37; break; case 929: bar = 0.36; break; case 930: bar = 0.36; break; case 931: bar = 0.36; break; case 932: bar = 0.36; break; case 933: bar = 0.36; break; case 934: bar = 0.36; break; case 935: bar = 0.36; break; case 936: bar = 0.36; break; case 937: bar = 0.35; break; case 938: bar = 0.35; break; case 939: bar = 0.35; break; case 940: bar = 0.35; break; case 941: bar = 0.35; break; case 942: bar = 0.35; break; case 943: bar = 0.35; break; case 944: bar = 0.35; break; case 945: bar = 0.34; break; case 946: bar = 0.34; break; case 947: bar = 0.34; break; case 948: bar = 0.34; break; case 949: bar = 0.34; break; case 950: bar = 0.34; break; case 951: bar = 0.34; break; case 952: bar = 0.34; break; case 953: bar = 0.33; break; case 954: bar = 0.33; break; case 955: bar = 0.33; break; case 956: bar = 0.33; break; case 957: bar = 0.33; break; case 958: bar = 0.33; break; case 959: bar = 0.33; break; case 960: bar = 0.33; break; case 961: bar = 0.32; break; case 962: bar = 0.32; break; case 963: bar = 0.32; break; case 964: bar = 0.32; break; case 965: bar = 0.32; break; case 966: bar = 0.32; break; case 967: bar = 0.32; break; case 968: bar = 0.32; break; case 969: bar = 0.32; break; case 970: bar = 0.31; break; case 971: bar = 0.31; break; case 972: bar = 0.31; break; case 973: bar = 0.31; break; case 974: bar = 0.31; break; case 975: bar = 0.31; break; case 976: bar = 0.31; break; case 977: bar = 0.31; break; case 978: bar = 0.3; break; case 979: bar = 0.3; break; case 980: bar = 0.3; break; case 981: bar = 0.3; break; case 982: bar = 0.3; break; case 983: bar = 0.3; break; case 984: bar = 0.3; break; case 985: bar = 0.3; break; case 986: bar = 0.3; break; case 987: bar = 0.29; break; case 988: bar = 0.29; break; case 989: bar = 0.29; break; case 990: bar = 0.29; break; case 991: bar = 0.29; break; case 992: bar = 0.29; break; case 993: bar = 0.29; break; case 994: bar = 0.29; break; case 995: bar = 0.29; break; case 996: bar = 0.28; break; case 997: bar = 0.28; break; case 998: bar = 0.28; break; case 999: bar = 0.28; break; case 1000: bar = 0.28; break; case 1001: bar = 0.28; break; case 1002: bar = 0.28; break; case 1003: bar = 0.28; break; case 1004: bar = 0.28; break; case 1005: bar = 0.27; break; case 1006: bar = 0.27; break; case 1007: bar = 0.27; break; case 1008: bar = 0.27; break; case 1009: bar = 0.27; break; case 1010: bar = 0.27; break; case 1011: bar = 0.27; break; case 1012: bar = 0.27; break; case 1013: bar = 0.27; break; case 1014: bar = 0.26; break; case 1015: bar = 0.26; break; case 1016: bar = 0.26; break; case 1017: bar = 0.26; break; case 1018: bar = 0.26; break; case 1019: bar = 0.26; break; case 1020: bar = 0.26; break; case 1021: bar = 0.26; break; case 1022: bar = 0.26; break; case 1023: bar = 0.26; break; case 1024: bar = 0.25; break;
case 102: bar = 7.4; break; | case 102: bar = 7.4; break; case 103: bar = 7.33; break; case 104: bar = 7.27; break; case 105: bar = 7.2; break; case 106: bar = 7.14; break; case 107: bar = 7.08; break; case 108: bar = 7.02; break; case 109: bar = 6.96; break; case 110: bar = 6.9; break; case 111: bar = 6.85; break; case 112: bar = 6.79; break; case 113: bar = 6.74; break; case 114: bar = 6.68; break; case 115: bar = 6.63; break; case 116: bar = 6.57; break; case 117: bar = 6.52; break; case 118: bar = 6.47; break; case 119: bar = 6.42; break; case 120: bar = 6.37; break; case 121: bar = 6.32; break; case 122: bar = 6.27; break; case 123: bar = 6.23; break; case 124: bar = 6.18; break; case 125: bar = 6.13; break; case 126: bar = 6.09; break; case 127: bar = 6.04; break; case 128: bar = 6; break; case 129: bar = 5.95; break; case 130: bar = 5.91; break; case 131: bar = 5.87; break; case 132: bar = 5.83; break; case 133: bar = 5.79; break; case 134: bar = 5.75; break; case 135: bar = 5.71; break; case 136: bar = 5.67; break; case 137: bar = 5.63; break; case 138: bar = 5.59; break; case 139: bar = 5.55; break; case 140: bar = 5.51; break; case 141: bar = 5.47; break; case 142: bar = 5.44; break; case 143: bar = 5.4; break; case 144: bar = 5.37; break; case 145: bar = 5.33; break; case 146: bar = 5.3; break; case 147: bar = 5.26; break; case 148: bar = 5.23; break; case 149: bar = 5.19; break; case 150: bar = 5.16; break; case 151: bar = 5.13; break; case 152: bar = 5.09; break; case 153: bar = 5.06; break; case 154: bar = 5.03; break; case 155: bar = 5; break; case 156: bar = 4.97; break; case 157: bar = 4.94; break; case 158: bar = 4.91; break; case 159: bar = 4.88; break; case 160: bar = 4.85; break; case 161: bar = 4.82; break; case 162: bar = 4.79; break; case 163: bar = 4.76; break; case 164: bar = 4.73; break; case 165: bar = 4.7; break; case 166: bar = 4.68; break; case 167: bar = 4.65; break; case 168: bar = 4.62; break; case 169: bar = 4.59; break; case 170: bar = 4.57; break; case 171: bar = 4.54; break; case 172: bar = 4.52; break; case 173: bar = 4.49; break; case 174: bar = 4.46; break; case 175: bar = 4.44; break; case 176: bar = 4.41; break; case 177: bar = 4.39; break; case 178: bar = 4.36; break; case 179: bar = 4.34; break; case 180: bar = 4.32; break; case 181: bar = 4.29; break; case 182: bar = 4.27; break; case 183: bar = 4.25; break; case 184: bar = 4.22; break; case 185: bar = 4.2; break; case 186: bar = 4.18; break; case 187: bar = 4.15; break; case 188: bar = 4.13; break; case 189: bar = 4.11; break; case 190: bar = 4.09; break; case 191: bar = 4.07; break; case 192: bar = 4.05; break; case 193: bar = 4.02; break; case 194: bar = 4; break; case 195: bar = 3.98; break; case 196: bar = 3.96; break; case 197: bar = 3.94; break; case 198: bar = 3.92; break; case 199: bar = 3.9; break; case 200: bar = 3.88; break; case 201: bar = 3.86; break; case 202: bar = 3.84; break; case 203: bar = 3.82; break; case 204: bar = 3.8; break; case 205: bar = 3.78; break; case 206: bar = 3.77; break; case 207: bar = 3.75; break; case 208: bar = 3.73; break; case 209: bar = 3.71; break; case 210: bar = 3.69; break; case 211: bar = 3.67; break; case 212: bar = 3.66; break; case 213: bar = 3.64; break; case 214: bar = 3.62; break; case 215: bar = 3.6; break; case 216: bar = 3.59; break; case 217: bar = 3.57; break; case 218: bar = 3.55; break; case 219: bar = 3.53; break; case 220: bar = 3.52; break; case 221: bar = 3.5; break; case 222: bar = 3.48; break; case 223: bar = 3.47; break; case 224: bar = 3.45; break; case 225: bar = 3.44; break; case 226: bar = 3.42; break; case 227: bar = 3.4; break; case 228: bar = 3.39; break; case 229: bar = 3.37; break; case 230: bar = 3.36; break; case 231: bar = 3.34; break; case 232: bar = 3.33; break; case 233: bar = 3.31; break; case 234: bar = 3.3; break; case 235: bar = 3.28; break; case 236: bar = 3.27; break; case 237: bar = 3.25; break; case 238: bar = 3.24; break; case 239: bar = 3.22; break; case 240: bar = 3.21; break; case 241: bar = 3.19; break; case 242: bar = 3.18; break; case 243: bar = 3.17; break; case 244: bar = 3.15; break; case 245: bar = 3.14; break; case 246: bar = 3.12; break; case 247: bar = 3.11; break; case 248: bar = 3.1; break; case 249: bar = 3.08; break; case 250: bar = 3.07; break; case 251: bar = 3.06; break; case 252: bar = 3.04; break; case 253: bar = 3.03; break; case 254: bar = 3.02; break; case 255: bar = 3.01; break; case 256: bar = 2.99; break; case 257: bar = 2.98; break; case 258: bar = 2.97; break; case 259: bar = 2.96; break; case 260: bar = 2.94; break; case 261: bar = 2.93; break; case 262: bar = 2.92; break; case 263: bar = 2.91; break; case 264: bar = 2.89; break; case 265: bar = 2.88; break; case 266: bar = 2.87; break; case 267: bar = 2.86; break; case 268: bar = 2.85; break; case 269: bar = 2.83; break; case 270: bar = 2.82; break; case 271: bar = 2.81; break; case 272: bar = 2.8; break; case 273: bar = 2.79; break; case 274: bar = 2.78; break; case 275: bar = 2.77; break; case 276: bar = 2.76; break; case 277: bar = 2.74; break; case 278: bar = 2.73; break; case 279: bar = 2.72; break; case 280: bar = 2.71; break; case 281: bar = 2.7; break; case 282: bar = 2.69; break; case 283: bar = 2.68; break; case 284: bar = 2.67; break; case 285: bar = 2.66; break; case 286: bar = 2.65; break; case 287: bar = 2.64; break; case 288: bar = 2.63; break; case 289: bar = 2.62; break; case 290: bar = 2.61; break; case 291: bar = 2.6; break; case 292: bar = 2.59; break; case 293: bar = 2.58; break; case 294: bar = 2.57; break; case 295: bar = 2.56; break; case 296: bar = 2.55; break; case 297: bar = 2.54; break; case 298: bar = 2.53; break; case 299: bar = 2.52; break; case 300: bar = 2.51; break; case 301: bar = 2.5; break; case 302: bar = 2.49; break; case 303: bar = 2.48; break; case 304: bar = 2.47; break; case 305: bar = 2.46; break; case 306: bar = 2.45; break; case 307: bar = 2.44; break; case 308: bar = 2.43; break; case 309: bar = 2.42; break; case 310: bar = 2.41; break; case 311: bar = 2.41; break; case 312: bar = 2.4; break; case 313: bar = 2.39; break; case 314: bar = 2.38; break; case 315: bar = 2.37; break; case 316: bar = 2.36; break; case 317: bar = 2.35; break; case 318: bar = 2.34; break; case 319: bar = 2.34; break; case 320: bar = 2.33; break; case 321: bar = 2.32; break; case 322: bar = 2.31; break; case 323: bar = 2.3; break; case 324: bar = 2.29; break; case 325: bar = 2.28; break; case 326: bar = 2.28; break; case 327: bar = 2.27; break; case 328: bar = 2.26; break; case 329: bar = 2.25; break; case 330: bar = 2.24; break; case 331: bar = 2.24; break; case 332: bar = 2.23; break; case 333: bar = 2.22; break; case 334: bar = 2.21; break; case 335: bar = 2.2; break; case 336: bar = 2.2; break; case 337: bar = 2.19; break; case 338: bar = 2.18; break; case 339: bar = 2.17; break; case 340: bar = 2.17; break; case 341: bar = 2.16; break; case 342: bar = 2.15; break; case 343: bar = 2.14; break; case 344: bar = 2.13; break; case 345: bar = 2.13; break; case 346: bar = 2.12; break; case 347: bar = 2.11; break; case 348: bar = 2.11; break; case 349: bar = 2.1; break; case 350: bar = 2.09; break; case 351: bar = 2.08; break; case 352: bar = 2.08; break; case 353: bar = 2.07; break; case 354: bar = 2.06; break; case 355: bar = 2.05; break; case 356: bar = 2.05; break; case 357: bar = 2.04; break; case 358: bar = 2.03; break; case 359: bar = 2.03; break; case 360: bar = 2.02; break; case 361: bar = 2.01; break; case 362: bar = 2.01; break; case 363: bar = 2; break; case 364: bar = 1.99; break; case 365: bar = 1.99; break; case 366: bar = 1.98; break; case 367: bar = 1.97; break; case 368: bar = 1.97; break; case 369: bar = 1.96; break; case 370: bar = 1.95; break; case 371: bar = 1.95; break; case 372: bar = 1.94; break; case 373: bar = 1.93; break; case 374: bar = 1.93; break; case 375: bar = 1.92; break; case 376: bar = 1.91; break; case 377: bar = 1.91; break; case 378: bar = 1.9; break; case 379: bar = 1.89; break; case 380: bar = 1.89; break; case 381: bar = 1.88; break; case 382: bar = 1.88; break; case 383: bar = 1.87; break; case 384: bar = 1.86; break; case 385: bar = 1.86; break; case 386: bar = 1.85; break; case 387: bar = 1.85; break; case 388: bar = 1.84; break; case 389: bar = 1.83; break; case 390: bar = 1.83; break; case 391: bar = 1.82; break; case 392: bar = 1.82; break; case 393: bar = 1.81; break; case 394: bar = 1.8; break; case 395: bar = 1.8; break; case 396: bar = 1.79; break; case 397: bar = 1.79; break; case 398: bar = 1.78; break; case 399: bar = 1.77; break; case 400: bar = 1.77; break; case 401: bar = 1.76; break; case 402: bar = 1.76; break; case 403: bar = 1.75; break; case 404: bar = 1.75; break; case 405: bar = 1.74; break; case 406: bar = 1.73; break; case 407: bar = 1.73; break; case 408: bar = 1.72; break; case 409: bar = 1.72; break; case 410: bar = 1.71; break; case 411: bar = 1.71; break; case 412: bar = 1.7; break; case 413: bar = 1.7; break; case 414: bar = 1.69; break; case 415: bar = 1.69; break; case 416: bar = 1.68; break; case 417: bar = 1.67; break; case 418: bar = 1.67; break; case 419: bar = 1.66; break; case 420: bar = 1.66; break; case 421: bar = 1.65; break; case 422: bar = 1.65; break; case 423: bar = 1.64; break; case 424: bar = 1.64; break; case 425: bar = 1.63; break; case 426: bar = 1.63; break; case 427: bar = 1.62; break; case 428: bar = 1.62; break; case 429: bar = 1.61; break; case 430: bar = 1.61; break; case 431: bar = 1.6; break; case 432: bar = 1.6; break; case 433: bar = 1.59; break; case 434: bar = 1.59; break; case 435: bar = 1.58; break; case 436: bar = 1.58; break; case 437: bar = 1.57; break; case 438: bar = 1.57; break; case 439: bar = 1.56; break; case 440: bar = 1.56; break; case 441: bar = 1.55; break; case 442: bar = 1.55; break; case 443: bar = 1.54; break; case 444: bar = 1.54; break; case 445: bar = 1.53; break; case 446: bar = 1.53; break; case 447: bar = 1.53; break; case 448: bar = 1.52; break; case 449: bar = 1.52; break; case 450: bar = 1.51; break; case 451: bar = 1.51; break; case 452: bar = 1.5; break; case 453: bar = 1.5; break; case 454: bar = 1.49; break; case 455: bar = 1.49; break; case 456: bar = 1.48; break; case 457: bar = 1.48; break; case 458: bar = 1.47; break; case 459: bar = 1.47; break; case 460: bar = 1.47; break; case 461: bar = 1.46; break; case 462: bar = 1.46; break; case 463: bar = 1.45; break; case 464: bar = 1.45; break; case 465: bar = 1.44; break; case 466: bar = 1.44; break; case 467: bar = 1.44; break; case 468: bar = 1.43; break; case 469: bar = 1.43; break; case 470: bar = 1.42; break; case 471: bar = 1.42; break; case 472: bar = 1.41; break; case 473: bar = 1.41; break; case 474: bar = 1.41; break; case 475: bar = 1.4; break; case 476: bar = 1.4; break; case 477: bar = 1.39; break; case 478: bar = 1.39; break; case 479: bar = 1.38; break; case 480: bar = 1.38; break; case 481: bar = 1.38; break; case 482: bar = 1.37; break; case 483: bar = 1.37; break; case 484: bar = 1.36; break; case 485: bar = 1.36; break; case 486: bar = 1.36; break; case 487: bar = 1.35; break; case 488: bar = 1.35; break; case 489: bar = 1.34; break; case 490: bar = 1.34; break; case 491: bar = 1.34; break; case 492: bar = 1.33; break; case 493: bar = 1.33; break; case 494: bar = 1.32; break; case 495: bar = 1.32; break; case 496: bar = 1.32; break; case 497: bar = 1.31; break; case 498: bar = 1.31; break; case 499: bar = 1.3; break; case 500: bar = 1.3; break; case 501: bar = 1.3; break; case 502: bar = 1.29; break; case 503: bar = 1.29; break; case 504: bar = 1.29; break; case 505: bar = 1.28; break; case 506: bar = 1.28; break; case 507: bar = 1.27; break; case 508: bar = 1.27; break; case 509: bar = 1.27; break; case 510: bar = 1.26; break; case 511: bar = 1.26; break; case 512: bar = 1.26; break; case 513: bar = 1.25; break; case 514: bar = 1.25; break; case 515: bar = 1.24; break; case 516: bar = 1.24; break; case 517: bar = 1.24; break; case 518: bar = 1.23; break; case 519: bar = 1.23; break; case 520: bar = 1.23; break; case 521: bar = 1.22; break; case 522: bar = 1.22; break; case 523: bar = 1.22; break; case 524: bar = 1.21; break; case 525: bar = 1.21; break; case 526: bar = 1.21; break; case 527: bar = 1.2; break; case 528: bar = 1.2; break; case 529: bar = 1.2; break; case 530: bar = 1.19; break; case 531: bar = 1.19; break; case 532: bar = 1.18; break; case 533: bar = 1.18; break; case 534: bar = 1.18; break; case 535: bar = 1.17; break; case 536: bar = 1.17; break; case 537: bar = 1.17; break; case 538: bar = 1.16; break; case 539: bar = 1.16; break; case 540: bar = 1.16; break; case 541: bar = 1.15; break; case 542: bar = 1.15; break; case 543: bar = 1.15; break; case 544: bar = 1.14; break; case 545: bar = 1.14; break; case 546: bar = 1.14; break; case 547: bar = 1.13; break; case 548: bar = 1.13; break; case 549: bar = 1.13; break; case 550: bar = 1.12; break; case 551: bar = 1.12; break; case 552: bar = 1.12; break; case 553: bar = 1.12; break; case 554: bar = 1.11; break; case 555: bar = 1.11; break; case 556: bar = 1.11; break; case 557: bar = 1.1; break; case 558: bar = 1.1; break; case 559: bar = 1.1; break; case 560: bar = 1.09; break; case 561: bar = 1.09; break; case 562: bar = 1.09; break; case 563: bar = 1.08; break; case 564: bar = 1.08; break; case 565: bar = 1.08; break; case 566: bar = 1.07; break; case 567: bar = 1.07; break; case 568: bar = 1.07; break; case 569: bar = 1.07; break; case 570: bar = 1.06; break; case 571: bar = 1.06; break; case 572: bar = 1.06; break; case 573: bar = 1.05; break; case 574: bar = 1.05; break; case 575: bar = 1.05; break; case 576: bar = 1.04; break; case 577: bar = 1.04; break; case 578: bar = 1.04; break; case 579: bar = 1.04; break; case 580: bar = 1.03; break; case 581: bar = 1.03; break; case 582: bar = 1.03; break; case 583: bar = 1.02; break; case 584: bar = 1.02; break; case 585: bar = 1.02; break; case 586: bar = 1.02; break; case 587: bar = 1.01; break; case 588: bar = 1.01; break; case 589: bar = 1.01; break; case 590: bar = 1; break; case 591: bar = 1; break; case 592: bar = 1; break; case 593: bar = 1; break; case 594: bar = 0.99; break; case 595: bar = 0.99; break; case 596: bar = 0.99; break; case 597: bar = 0.98; break; case 598: bar = 0.98; break; case 599: bar = 0.98; break; case 600: bar = 0.98; break; case 601: bar = 0.97; break; case 602: bar = 0.97; break; case 603: bar = 0.97; break; case 604: bar = 0.96; break; case 605: bar = 0.96; break; case 606: bar = 0.96; break; case 607: bar = 0.96; break; case 608: bar = 0.95; break; case 609: bar = 0.95; break; case 610: bar = 0.95; break; case 611: bar = 0.95; break; case 612: bar = 0.94; break; case 613: bar = 0.94; break; case 614: bar = 0.94; break; case 615: bar = 0.94; break; case 616: bar = 0.93; break; case 617: bar = 0.93; break; case 618: bar = 0.93; break; case 619: bar = 0.92; break; case 620: bar = 0.92; break; case 621: bar = 0.92; break; case 622: bar = 0.92; break; case 623: bar = 0.91; break; case 624: bar = 0.91; break; case 625: bar = 0.91; break; case 626: bar = 0.91; break; case 627: bar = 0.9; break; case 628: bar = 0.9; break; case 629: bar = 0.9; break; case 630: bar = 0.9; break; case 631: bar = 0.89; break; case 632: bar = 0.89; break; case 633: bar = 0.89; break; case 634: bar = 0.89; break; case 635: bar = 0.88; break; case 636: bar = 0.88; break; case 637: bar = 0.88; break; case 638: bar = 0.88; break; case 639: bar = 0.87; break; case 640: bar = 0.87; break; case 641: bar = 0.87; break; case 642: bar = 0.87; break; case 643: bar = 0.86; break; case 644: bar = 0.86; break; case 645: bar = 0.86; break; case 646: bar = 0.86; break; case 647: bar = 0.85; break; case 648: bar = 0.85; break; case 649: bar = 0.85; break; case 650: bar = 0.85; break; case 651: bar = 0.84; break; case 652: bar = 0.84; break; case 653: bar = 0.84; break; case 654: bar = 0.84; break; case 655: bar = 0.84; break; case 656: bar = 0.83; break; case 657: bar = 0.83; break; case 658: bar = 0.83; break; case 659: bar = 0.83; break; case 660: bar = 0.82; break; case 661: bar = 0.82; break; case 662: bar = 0.82; break; case 663: bar = 0.82; break; case 664: bar = 0.81; break; case 665: bar = 0.81; break; case 666: bar = 0.81; break; case 667: bar = 0.81; break; case 668: bar = 0.81; break; case 669: bar = 0.8; break; case 670: bar = 0.8; break; case 671: bar = 0.8; break; case 672: bar = 0.8; break; case 673: bar = 0.79; break; case 674: bar = 0.79; break; case 675: bar = 0.79; break; case 676: bar = 0.79; break; case 677: bar = 0.78; break; case 678: bar = 0.78; break; case 679: bar = 0.78; break; case 680: bar = 0.78; break; case 681: bar = 0.78; break; case 682: bar = 0.77; break; case 683: bar = 0.77; break; case 684: bar = 0.77; break; case 685: bar = 0.77; break; case 686: bar = 0.77; break; case 687: bar = 0.76; break; case 688: bar = 0.76; break; case 689: bar = 0.76; break; case 690: bar = 0.76; break; case 691: bar = 0.75; break; case 692: bar = 0.75; break; case 693: bar = 0.75; break; case 694: bar = 0.75; break; case 695: bar = 0.75; break; case 696: bar = 0.74; break; case 697: bar = 0.74; break; case 698: bar = 0.74; break; case 699: bar = 0.74; break; case 700: bar = 0.74; break; case 701: bar = 0.73; break; case 702: bar = 0.73; break; case 703: bar = 0.73; break; case 704: bar = 0.73; break; case 705: bar = 0.72; break; case 706: bar = 0.72; break; case 707: bar = 0.72; break; case 708: bar = 0.72; break; case 709: bar = 0.72; break; case 710: bar = 0.71; break; case 711: bar = 0.71; break; case 712: bar = 0.71; break; case 713: bar = 0.71; break; case 714: bar = 0.71; break; case 715: bar = 0.7; break; case 716: bar = 0.7; break; case 717: bar = 0.7; break; case 718: bar = 0.7; break; case 719: bar = 0.7; break; case 720: bar = 0.69; break; case 721: bar = 0.69; break; case 722: bar = 0.69; break; case 723: bar = 0.69; break; case 724: bar = 0.69; break; case 725: bar = 0.68; break; case 726: bar = 0.68; break; case 727: bar = 0.68; break; case 728: bar = 0.68; break; case 729: bar = 0.68; break; case 730: bar = 0.67; break; case 731: bar = 0.67; break; case 732: bar = 0.67; break; case 733: bar = 0.67; break; case 734: bar = 0.67; break; case 735: bar = 0.67; break; case 736: bar = 0.66; break; case 737: bar = 0.66; break; case 738: bar = 0.66; break; case 739: bar = 0.66; break; case 740: bar = 0.66; break; case 741: bar = 0.65; break; case 742: bar = 0.65; break; case 743: bar = 0.65; break; case 744: bar = 0.65; break; case 745: bar = 0.65; break; case 746: bar = 0.64; break; case 747: bar = 0.64; break; case 748: bar = 0.64; break; case 749: bar = 0.64; break; case 750: bar = 0.64; break; case 751: bar = 0.64; break; case 752: bar = 0.63; break; case 753: bar = 0.63; break; case 754: bar = 0.63; break; case 755: bar = 0.63; break; case 756: bar = 0.63; break; case 757: bar = 0.62; break; case 758: bar = 0.62; break; case 759: bar = 0.62; break; case 760: bar = 0.62; break; case 761: bar = 0.62; break; case 762: bar = 0.61; break; case 763: bar = 0.61; break; case 764: bar = 0.61; break; case 765: bar = 0.61; break; case 766: bar = 0.61; break; case 767: bar = 0.61; break; case 768: bar = 0.6; break; case 769: bar = 0.6; break; case 770: bar = 0.6; break; case 771: bar = 0.6; break; case 772: bar = 0.6; break; case 773: bar = 0.6; break; case 774: bar = 0.59; break; case 775: bar = 0.59; break; case 776: bar = 0.59; break; case 777: bar = 0.59; break; case 778: bar = 0.59; break; case 779: bar = 0.59; break; case 780: bar = 0.58; break; case 781: bar = 0.58; break; case 782: bar = 0.58; break; case 783: bar = 0.58; break; case 784: bar = 0.58; break; case 785: bar = 0.57; break; case 786: bar = 0.57; break; case 787: bar = 0.57; break; case 788: bar = 0.57; break; case 789: bar = 0.57; break; case 790: bar = 0.57; break; case 791: bar = 0.56; break; case 792: bar = 0.56; break; case 793: bar = 0.56; break; case 794: bar = 0.56; break; case 795: bar = 0.56; break; case 796: bar = 0.56; break; case 797: bar = 0.55; break; case 798: bar = 0.55; break; case 799: bar = 0.55; break; case 800: bar = 0.55; break; case 801: bar = 0.55; break; case 802: bar = 0.55; break; case 803: bar = 0.54; break; case 804: bar = 0.54; break; case 805: bar = 0.54; break; case 806: bar = 0.54; break; case 807: bar = 0.54; break; case 808: bar = 0.54; break; case 809: bar = 0.53; break; case 810: bar = 0.53; break; case 811: bar = 0.53; break; case 812: bar = 0.53; break; case 813: bar = 0.53; break; case 814: bar = 0.53; break; case 815: bar = 0.53; break; case 816: bar = 0.52; break; case 817: bar = 0.52; break; case 818: bar = 0.52; break; case 819: bar = 0.52; break; case 820: bar = 0.52; break; case 821: bar = 0.52; break; case 822: bar = 0.51; break; case 823: bar = 0.51; break; case 824: bar = 0.51; break; case 825: bar = 0.51; break; case 826: bar = 0.51; break; case 827: bar = 0.51; break; case 828: bar = 0.5; break; case 829: bar = 0.5; break; case 830: bar = 0.5; break; case 831: bar = 0.5; break; case 832: bar = 0.5; break; case 833: bar = 0.5; break; case 834: bar = 0.5; break; case 835: bar = 0.49; break; case 836: bar = 0.49; break; case 837: bar = 0.49; break; case 838: bar = 0.49; break; case 839: bar = 0.49; break; case 840: bar = 0.49; break; case 841: bar = 0.48; break; case 842: bar = 0.48; break; case 843: bar = 0.48; break; case 844: bar = 0.48; break; case 845: bar = 0.48; break; case 846: bar = 0.48; break; case 847: bar = 0.48; break; case 848: bar = 0.47; break; case 849: bar = 0.47; break; case 850: bar = 0.47; break; case 851: bar = 0.47; break; case 852: bar = 0.47; break; case 853: bar = 0.47; break; case 854: bar = 0.47; break; case 855: bar = 0.46; break; case 856: bar = 0.46; break; case 857: bar = 0.46; break; case 858: bar = 0.46; break; case 859: bar = 0.46; break; case 860: bar = 0.46; break; case 861: bar = 0.46; break; case 862: bar = 0.45; break; case 863: bar = 0.45; break; case 864: bar = 0.45; break; case 865: bar = 0.45; break; case 866: bar = 0.45; break; case 867: bar = 0.45; break; case 868: bar = 0.45; break; case 869: bar = 0.44; break; case 870: bar = 0.44; break; case 871: bar = 0.44; break; case 872: bar = 0.44; break; case 873: bar = 0.44; break; case 874: bar = 0.44; break; case 875: bar = 0.44; break; case 876: bar = 0.43; break; case 877: bar = 0.43; break; case 878: bar = 0.43; break; case 879: bar = 0.43; break; case 880: bar = 0.43; break; case 881: bar = 0.43; break; case 882: bar = 0.43; break; case 883: bar = 0.42; break; case 884: bar = 0.42; break; case 885: bar = 0.42; break; case 886: bar = 0.42; break; case 887: bar = 0.42; break; case 888: bar = 0.42; break; case 889: bar = 0.42; break; case 890: bar = 0.41; break; case 891: bar = 0.41; break; case 892: bar = 0.41; break; case 893: bar = 0.41; break; case 894: bar = 0.41; break; case 895: bar = 0.41; break; case 896: bar = 0.41; break; case 897: bar = 0.41; break; case 898: bar = 0.4; break; case 899: bar = 0.4; break; case 900: bar = 0.4; break; case 901: bar = 0.4; break; case 902: bar = 0.4; break; case 903: bar = 0.4; break; case 904: bar = 0.4; break; case 905: bar = 0.39; break; case 906: bar = 0.39; break; case 907: bar = 0.39; break; case 908: bar = 0.39; break; case 909: bar = 0.39; break; case 910: bar = 0.39; break; case 911: bar = 0.39; break; case 912: bar = 0.39; break; case 913: bar = 0.38; break; case 914: bar = 0.38; break; case 915: bar = 0.38; break; case 916: bar = 0.38; break; case 917: bar = 0.38; break; case 918: bar = 0.38; break; case 919: bar = 0.38; break; case 920: bar = 0.38; break; case 921: bar = 0.37; break; case 922: bar = 0.37; break; case 923: bar = 0.37; break; case 924: bar = 0.37; break; case 925: bar = 0.37; break; case 926: bar = 0.37; break; case 927: bar = 0.37; break; case 928: bar = 0.37; break; case 929: bar = 0.36; break; case 930: bar = 0.36; break; case 931: bar = 0.36; break; case 932: bar = 0.36; break; case 933: bar = 0.36; break; case 934: bar = 0.36; break; case 935: bar = 0.36; break; case 936: bar = 0.36; break; case 937: bar = 0.35; break; case 938: bar = 0.35; break; case 939: bar = 0.35; break; case 940: bar = 0.35; break; case 941: bar = 0.35; break; case 942: bar = 0.35; break; case 943: bar = 0.35; break; case 944: bar = 0.35; break; case 945: bar = 0.34; break; case 946: bar = 0.34; break; case 947: bar = 0.34; break; case 948: bar = 0.34; break; case 949: bar = 0.34; break; case 950: bar = 0.34; break; case 951: bar = 0.34; break; case 952: bar = 0.34; break; case 953: bar = 0.33; break; case 954: bar = 0.33; break; case 955: bar = 0.33; break; case 956: bar = 0.33; break; case 957: bar = 0.33; break; case 958: bar = 0.33; break; case 959: bar = 0.33; break; case 960: bar = 0.33; break; case 961: bar = 0.32; break; case 962: bar = 0.32; break; case 963: bar = 0.32; break; case 964: bar = 0.32; break; case 965: bar = 0.32; break; case 966: bar = 0.32; break; case 967: bar = 0.32; break; case 968: bar = 0.32; break; case 969: bar = 0.32; break; case 970: bar = 0.31; break; case 971: bar = 0.31; break; case 972: bar = 0.31; break; case 973: bar = 0.31; break; case 974: bar = 0.31; break; case 975: bar = 0.31; break; case 976: bar = 0.31; break; case 977: bar = 0.31; break; case 978: bar = 0.3; break; case 979: bar = 0.3; break; case 980: bar = 0.3; break; case 981: bar = 0.3; break; case 982: bar = 0.3; break; case 983: bar = 0.3; break; case 984: bar = 0.3; break; case 985: bar = 0.3; break; case 986: bar = 0.3; break; case 987: bar = 0.29; break; case 988: bar = 0.29; break; case 989: bar = 0.29; break; case 990: bar = 0.29; break; case 991: bar = 0.29; break; case 992: bar = 0.29; break; case 993: bar = 0.29; break; case 994: bar = 0.29; break; case 995: bar = 0.29; break; case 996: bar = 0.28; break; case 997: bar = 0.28; break; case 998: bar = 0.28; break; case 999: bar = 0.28; break; case 1000: bar = 0.28; break; case 1001: bar = 0.28; break; case 1002: bar = 0.28; break; case 1003: bar = 0.28; break; case 1004: bar = 0.28; break; case 1005: bar = 0.27; break; case 1006: bar = 0.27; break; case 1007: bar = 0.27; break; case 1008: bar = 0.27; break; case 1009: bar = 0.27; break; case 1010: bar = 0.27; break; case 1011: bar = 0.27; break; case 1012: bar = 0.27; break; case 1013: bar = 0.27; break; case 1014: bar = 0.26; break; case 1015: bar = 0.26; break; case 1016: bar = 0.26; break; case 1017: bar = 0.26; break; case 1018: bar = 0.26; break; case 1019: bar = 0.26; break; case 1020: bar = 0.26; break; case 1021: bar = 0.26; break; case 1022: bar = 0.26; break; case 1023: bar = 0.26; break; case 1024: bar = 0.25; break;
case 103: bar = 7.33; break; | case 103: bar = 7.33; break; case 104: bar = 7.27; break; case 105: bar = 7.2; break; case 106: bar = 7.14; break; case 107: bar = 7.08; break; case 108: bar = 7.02; break; case 109: bar = 6.96; break; case 110: bar = 6.9; break; case 111: bar = 6.85; break; case 112: bar = 6.79; break; case 113: bar = 6.74; break; case 114: bar = 6.68; break; case 115: bar = 6.63; break; case 116: bar = 6.57; break; case 117: bar = 6.52; break; case 118: bar = 6.47; break; case 119: bar = 6.42; break; case 120: bar = 6.37; break; case 121: bar = 6.32; break; case 122: bar = 6.27; break; case 123: bar = 6.23; break; case 124: bar = 6.18; break; case 125: bar = 6.13; break; case 126: bar = 6.09; break; case 127: bar = 6.04; break; case 128: bar = 6; break; case 129: bar = 5.95; break; case 130: bar = 5.91; break; case 131: bar = 5.87; break; case 132: bar = 5.83; break; case 133: bar = 5.79; break; case 134: bar = 5.75; break; case 135: bar = 5.71; break; case 136: bar = 5.67; break; case 137: bar = 5.63; break; case 138: bar = 5.59; break; case 139: bar = 5.55; break; case 140: bar = 5.51; break; case 141: bar = 5.47; break; case 142: bar = 5.44; break; case 143: bar = 5.4; break; case 144: bar = 5.37; break; case 145: bar = 5.33; break; case 146: bar = 5.3; break; case 147: bar = 5.26; break; case 148: bar = 5.23; break; case 149: bar = 5.19; break; case 150: bar = 5.16; break; case 151: bar = 5.13; break; case 152: bar = 5.09; break; case 153: bar = 5.06; break; case 154: bar = 5.03; break; case 155: bar = 5; break; case 156: bar = 4.97; break; case 157: bar = 4.94; break; case 158: bar = 4.91; break; case 159: bar = 4.88; break; case 160: bar = 4.85; break; case 161: bar = 4.82; break; case 162: bar = 4.79; break; case 163: bar = 4.76; break; case 164: bar = 4.73; break; case 165: bar = 4.7; break; case 166: bar = 4.68; break; case 167: bar = 4.65; break; case 168: bar = 4.62; break; case 169: bar = 4.59; break; case 170: bar = 4.57; break; case 171: bar = 4.54; break; case 172: bar = 4.52; break; case 173: bar = 4.49; break; case 174: bar = 4.46; break; case 175: bar = 4.44; break; case 176: bar = 4.41; break; case 177: bar = 4.39; break; case 178: bar = 4.36; break; case 179: bar = 4.34; break; case 180: bar = 4.32; break; case 181: bar = 4.29; break; case 182: bar = 4.27; break; case 183: bar = 4.25; break; case 184: bar = 4.22; break; case 185: bar = 4.2; break; case 186: bar = 4.18; break; case 187: bar = 4.15; break; case 188: bar = 4.13; break; case 189: bar = 4.11; break; case 190: bar = 4.09; break; case 191: bar = 4.07; break; case 192: bar = 4.05; break; case 193: bar = 4.02; break; case 194: bar = 4; break; case 195: bar = 3.98; break; case 196: bar = 3.96; break; case 197: bar = 3.94; break; case 198: bar = 3.92; break; case 199: bar = 3.9; break; case 200: bar = 3.88; break; case 201: bar = 3.86; break; case 202: bar = 3.84; break; case 203: bar = 3.82; break; case 204: bar = 3.8; break; case 205: bar = 3.78; break; case 206: bar = 3.77; break; case 207: bar = 3.75; break; case 208: bar = 3.73; break; case 209: bar = 3.71; break; case 210: bar = 3.69; break; case 211: bar = 3.67; break; case 212: bar = 3.66; break; case 213: bar = 3.64; break; case 214: bar = 3.62; break; case 215: bar = 3.6; break; case 216: bar = 3.59; break; case 217: bar = 3.57; break; case 218: bar = 3.55; break; case 219: bar = 3.53; break; case 220: bar = 3.52; break; case 221: bar = 3.5; break; case 222: bar = 3.48; break; case 223: bar = 3.47; break; case 224: bar = 3.45; break; case 225: bar = 3.44; break; case 226: bar = 3.42; break; case 227: bar = 3.4; break; case 228: bar = 3.39; break; case 229: bar = 3.37; break; case 230: bar = 3.36; break; case 231: bar = 3.34; break; case 232: bar = 3.33; break; case 233: bar = 3.31; break; case 234: bar = 3.3; break; case 235: bar = 3.28; break; case 236: bar = 3.27; break; case 237: bar = 3.25; break; case 238: bar = 3.24; break; case 239: bar = 3.22; break; case 240: bar = 3.21; break; case 241: bar = 3.19; break; case 242: bar = 3.18; break; case 243: bar = 3.17; break; case 244: bar = 3.15; break; case 245: bar = 3.14; break; case 246: bar = 3.12; break; case 247: bar = 3.11; break; case 248: bar = 3.1; break; case 249: bar = 3.08; break; case 250: bar = 3.07; break; case 251: bar = 3.06; break; case 252: bar = 3.04; break; case 253: bar = 3.03; break; case 254: bar = 3.02; break; case 255: bar = 3.01; break; case 256: bar = 2.99; break; case 257: bar = 2.98; break; case 258: bar = 2.97; break; case 259: bar = 2.96; break; case 260: bar = 2.94; break; case 261: bar = 2.93; break; case 262: bar = 2.92; break; case 263: bar = 2.91; break; case 264: bar = 2.89; break; case 265: bar = 2.88; break; case 266: bar = 2.87; break; case 267: bar = 2.86; break; case 268: bar = 2.85; break; case 269: bar = 2.83; break; case 270: bar = 2.82; break; case 271: bar = 2.81; break; case 272: bar = 2.8; break; case 273: bar = 2.79; break; case 274: bar = 2.78; break; case 275: bar = 2.77; break; case 276: bar = 2.76; break; case 277: bar = 2.74; break; case 278: bar = 2.73; break; case 279: bar = 2.72; break; case 280: bar = 2.71; break; case 281: bar = 2.7; break; case 282: bar = 2.69; break; case 283: bar = 2.68; break; case 284: bar = 2.67; break; case 285: bar = 2.66; break; case 286: bar = 2.65; break; case 287: bar = 2.64; break; case 288: bar = 2.63; break; case 289: bar = 2.62; break; case 290: bar = 2.61; break; case 291: bar = 2.6; break; case 292: bar = 2.59; break; case 293: bar = 2.58; break; case 294: bar = 2.57; break; case 295: bar = 2.56; break; case 296: bar = 2.55; break; case 297: bar = 2.54; break; case 298: bar = 2.53; break; case 299: bar = 2.52; break; case 300: bar = 2.51; break; case 301: bar = 2.5; break; case 302: bar = 2.49; break; case 303: bar = 2.48; break; case 304: bar = 2.47; break; case 305: bar = 2.46; break; case 306: bar = 2.45; break; case 307: bar = 2.44; break; case 308: bar = 2.43; break; case 309: bar = 2.42; break; case 310: bar = 2.41; break; case 311: bar = 2.41; break; case 312: bar = 2.4; break; case 313: bar = 2.39; break; case 314: bar = 2.38; break; case 315: bar = 2.37; break; case 316: bar = 2.36; break; case 317: bar = 2.35; break; case 318: bar = 2.34; break; case 319: bar = 2.34; break; case 320: bar = 2.33; break; case 321: bar = 2.32; break; case 322: bar = 2.31; break; case 323: bar = 2.3; break; case 324: bar = 2.29; break; case 325: bar = 2.28; break; case 326: bar = 2.28; break; case 327: bar = 2.27; break; case 328: bar = 2.26; break; case 329: bar = 2.25; break; case 330: bar = 2.24; break; case 331: bar = 2.24; break; case 332: bar = 2.23; break; case 333: bar = 2.22; break; case 334: bar = 2.21; break; case 335: bar = 2.2; break; case 336: bar = 2.2; break; case 337: bar = 2.19; break; case 338: bar = 2.18; break; case 339: bar = 2.17; break; case 340: bar = 2.17; break; case 341: bar = 2.16; break; case 342: bar = 2.15; break; case 343: bar = 2.14; break; case 344: bar = 2.13; break; case 345: bar = 2.13; break; case 346: bar = 2.12; break; case 347: bar = 2.11; break; case 348: bar = 2.11; break; case 349: bar = 2.1; break; case 350: bar = 2.09; break; case 351: bar = 2.08; break; case 352: bar = 2.08; break; case 353: bar = 2.07; break; case 354: bar = 2.06; break; case 355: bar = 2.05; break; case 356: bar = 2.05; break; case 357: bar = 2.04; break; case 358: bar = 2.03; break; case 359: bar = 2.03; break; case 360: bar = 2.02; break; case 361: bar = 2.01; break; case 362: bar = 2.01; break; case 363: bar = 2; break; case 364: bar = 1.99; break; case 365: bar = 1.99; break; case 366: bar = 1.98; break; case 367: bar = 1.97; break; case 368: bar = 1.97; break; case 369: bar = 1.96; break; case 370: bar = 1.95; break; case 371: bar = 1.95; break; case 372: bar = 1.94; break; case 373: bar = 1.93; break; case 374: bar = 1.93; break; case 375: bar = 1.92; break; case 376: bar = 1.91; break; case 377: bar = 1.91; break; case 378: bar = 1.9; break; case 379: bar = 1.89; break; case 380: bar = 1.89; break; case 381: bar = 1.88; break; case 382: bar = 1.88; break; case 383: bar = 1.87; break; case 384: bar = 1.86; break; case 385: bar = 1.86; break; case 386: bar = 1.85; break; case 387: bar = 1.85; break; case 388: bar = 1.84; break; case 389: bar = 1.83; break; case 390: bar = 1.83; break; case 391: bar = 1.82; break; case 392: bar = 1.82; break; case 393: bar = 1.81; break; case 394: bar = 1.8; break; case 395: bar = 1.8; break; case 396: bar = 1.79; break; case 397: bar = 1.79; break; case 398: bar = 1.78; break; case 399: bar = 1.77; break; case 400: bar = 1.77; break; case 401: bar = 1.76; break; case 402: bar = 1.76; break; case 403: bar = 1.75; break; case 404: bar = 1.75; break; case 405: bar = 1.74; break; case 406: bar = 1.73; break; case 407: bar = 1.73; break; case 408: bar = 1.72; break; case 409: bar = 1.72; break; case 410: bar = 1.71; break; case 411: bar = 1.71; break; case 412: bar = 1.7; break; case 413: bar = 1.7; break; case 414: bar = 1.69; break; case 415: bar = 1.69; break; case 416: bar = 1.68; break; case 417: bar = 1.67; break; case 418: bar = 1.67; break; case 419: bar = 1.66; break; case 420: bar = 1.66; break; case 421: bar = 1.65; break; case 422: bar = 1.65; break; case 423: bar = 1.64; break; case 424: bar = 1.64; break; case 425: bar = 1.63; break; case 426: bar = 1.63; break; case 427: bar = 1.62; break; case 428: bar = 1.62; break; case 429: bar = 1.61; break; case 430: bar = 1.61; break; case 431: bar = 1.6; break; case 432: bar = 1.6; break; case 433: bar = 1.59; break; case 434: bar = 1.59; break; case 435: bar = 1.58; break; case 436: bar = 1.58; break; case 437: bar = 1.57; break; case 438: bar = 1.57; break; case 439: bar = 1.56; break; case 440: bar = 1.56; break; case 441: bar = 1.55; break; case 442: bar = 1.55; break; case 443: bar = 1.54; break; case 444: bar = 1.54; break; case 445: bar = 1.53; break; case 446: bar = 1.53; break; case 447: bar = 1.53; break; case 448: bar = 1.52; break; case 449: bar = 1.52; break; case 450: bar = 1.51; break; case 451: bar = 1.51; break; case 452: bar = 1.5; break; case 453: bar = 1.5; break; case 454: bar = 1.49; break; case 455: bar = 1.49; break; case 456: bar = 1.48; break; case 457: bar = 1.48; break; case 458: bar = 1.47; break; case 459: bar = 1.47; break; case 460: bar = 1.47; break; case 461: bar = 1.46; break; case 462: bar = 1.46; break; case 463: bar = 1.45; break; case 464: bar = 1.45; break; case 465: bar = 1.44; break; case 466: bar = 1.44; break; case 467: bar = 1.44; break; case 468: bar = 1.43; break; case 469: bar = 1.43; break; case 470: bar = 1.42; break; case 471: bar = 1.42; break; case 472: bar = 1.41; break; case 473: bar = 1.41; break; case 474: bar = 1.41; break; case 475: bar = 1.4; break; case 476: bar = 1.4; break; case 477: bar = 1.39; break; case 478: bar = 1.39; break; case 479: bar = 1.38; break; case 480: bar = 1.38; break; case 481: bar = 1.38; break; case 482: bar = 1.37; break; case 483: bar = 1.37; break; case 484: bar = 1.36; break; case 485: bar = 1.36; break; case 486: bar = 1.36; break; case 487: bar = 1.35; break; case 488: bar = 1.35; break; case 489: bar = 1.34; break; case 490: bar = 1.34; break; case 491: bar = 1.34; break; case 492: bar = 1.33; break; case 493: bar = 1.33; break; case 494: bar = 1.32; break; case 495: bar = 1.32; break; case 496: bar = 1.32; break; case 497: bar = 1.31; break; case 498: bar = 1.31; break; case 499: bar = 1.3; break; case 500: bar = 1.3; break; case 501: bar = 1.3; break; case 502: bar = 1.29; break; case 503: bar = 1.29; break; case 504: bar = 1.29; break; case 505: bar = 1.28; break; case 506: bar = 1.28; break; case 507: bar = 1.27; break; case 508: bar = 1.27; break; case 509: bar = 1.27; break; case 510: bar = 1.26; break; case 511: bar = 1.26; break; case 512: bar = 1.26; break; case 513: bar = 1.25; break; case 514: bar = 1.25; break; case 515: bar = 1.24; break; case 516: bar = 1.24; break; case 517: bar = 1.24; break; case 518: bar = 1.23; break; case 519: bar = 1.23; break; case 520: bar = 1.23; break; case 521: bar = 1.22; break; case 522: bar = 1.22; break; case 523: bar = 1.22; break; case 524: bar = 1.21; break; case 525: bar = 1.21; break; case 526: bar = 1.21; break; case 527: bar = 1.2; break; case 528: bar = 1.2; break; case 529: bar = 1.2; break; case 530: bar = 1.19; break; case 531: bar = 1.19; break; case 532: bar = 1.18; break; case 533: bar = 1.18; break; case 534: bar = 1.18; break; case 535: bar = 1.17; break; case 536: bar = 1.17; break; case 537: bar = 1.17; break; case 538: bar = 1.16; break; case 539: bar = 1.16; break; case 540: bar = 1.16; break; case 541: bar = 1.15; break; case 542: bar = 1.15; break; case 543: bar = 1.15; break; case 544: bar = 1.14; break; case 545: bar = 1.14; break; case 546: bar = 1.14; break; case 547: bar = 1.13; break; case 548: bar = 1.13; break; case 549: bar = 1.13; break; case 550: bar = 1.12; break; case 551: bar = 1.12; break; case 552: bar = 1.12; break; case 553: bar = 1.12; break; case 554: bar = 1.11; break; case 555: bar = 1.11; break; case 556: bar = 1.11; break; case 557: bar = 1.1; break; case 558: bar = 1.1; break; case 559: bar = 1.1; break; case 560: bar = 1.09; break; case 561: bar = 1.09; break; case 562: bar = 1.09; break; case 563: bar = 1.08; break; case 564: bar = 1.08; break; case 565: bar = 1.08; break; case 566: bar = 1.07; break; case 567: bar = 1.07; break; case 568: bar = 1.07; break; case 569: bar = 1.07; break; case 570: bar = 1.06; break; case 571: bar = 1.06; break; case 572: bar = 1.06; break; case 573: bar = 1.05; break; case 574: bar = 1.05; break; case 575: bar = 1.05; break; case 576: bar = 1.04; break; case 577: bar = 1.04; break; case 578: bar = 1.04; break; case 579: bar = 1.04; break; case 580: bar = 1.03; break; case 581: bar = 1.03; break; case 582: bar = 1.03; break; case 583: bar = 1.02; break; case 584: bar = 1.02; break; case 585: bar = 1.02; break; case 586: bar = 1.02; break; case 587: bar = 1.01; break; case 588: bar = 1.01; break; case 589: bar = 1.01; break; case 590: bar = 1; break; case 591: bar = 1; break; case 592: bar = 1; break; case 593: bar = 1; break; case 594: bar = 0.99; break; case 595: bar = 0.99; break; case 596: bar = 0.99; break; case 597: bar = 0.98; break; case 598: bar = 0.98; break; case 599: bar = 0.98; break; case 600: bar = 0.98; break; case 601: bar = 0.97; break; case 602: bar = 0.97; break; case 603: bar = 0.97; break; case 604: bar = 0.96; break; case 605: bar = 0.96; break; case 606: bar = 0.96; break; case 607: bar = 0.96; break; case 608: bar = 0.95; break; case 609: bar = 0.95; break; case 610: bar = 0.95; break; case 611: bar = 0.95; break; case 612: bar = 0.94; break; case 613: bar = 0.94; break; case 614: bar = 0.94; break; case 615: bar = 0.94; break; case 616: bar = 0.93; break; case 617: bar = 0.93; break; case 618: bar = 0.93; break; case 619: bar = 0.92; break; case 620: bar = 0.92; break; case 621: bar = 0.92; break; case 622: bar = 0.92; break; case 623: bar = 0.91; break; case 624: bar = 0.91; break; case 625: bar = 0.91; break; case 626: bar = 0.91; break; case 627: bar = 0.9; break; case 628: bar = 0.9; break; case 629: bar = 0.9; break; case 630: bar = 0.9; break; case 631: bar = 0.89; break; case 632: bar = 0.89; break; case 633: bar = 0.89; break; case 634: bar = 0.89; break; case 635: bar = 0.88; break; case 636: bar = 0.88; break; case 637: bar = 0.88; break; case 638: bar = 0.88; break; case 639: bar = 0.87; break; case 640: bar = 0.87; break; case 641: bar = 0.87; break; case 642: bar = 0.87; break; case 643: bar = 0.86; break; case 644: bar = 0.86; break; case 645: bar = 0.86; break; case 646: bar = 0.86; break; case 647: bar = 0.85; break; case 648: bar = 0.85; break; case 649: bar = 0.85; break; case 650: bar = 0.85; break; case 651: bar = 0.84; break; case 652: bar = 0.84; break; case 653: bar = 0.84; break; case 654: bar = 0.84; break; case 655: bar = 0.84; break; case 656: bar = 0.83; break; case 657: bar = 0.83; break; case 658: bar = 0.83; break; case 659: bar = 0.83; break; case 660: bar = 0.82; break; case 661: bar = 0.82; break; case 662: bar = 0.82; break; case 663: bar = 0.82; break; case 664: bar = 0.81; break; case 665: bar = 0.81; break; case 666: bar = 0.81; break; case 667: bar = 0.81; break; case 668: bar = 0.81; break; case 669: bar = 0.8; break; case 670: bar = 0.8; break; case 671: bar = 0.8; break; case 672: bar = 0.8; break; case 673: bar = 0.79; break; case 674: bar = 0.79; break; case 675: bar = 0.79; break; case 676: bar = 0.79; break; case 677: bar = 0.78; break; case 678: bar = 0.78; break; case 679: bar = 0.78; break; case 680: bar = 0.78; break; case 681: bar = 0.78; break; case 682: bar = 0.77; break; case 683: bar = 0.77; break; case 684: bar = 0.77; break; case 685: bar = 0.77; break; case 686: bar = 0.77; break; case 687: bar = 0.76; break; case 688: bar = 0.76; break; case 689: bar = 0.76; break; case 690: bar = 0.76; break; case 691: bar = 0.75; break; case 692: bar = 0.75; break; case 693: bar = 0.75; break; case 694: bar = 0.75; break; case 695: bar = 0.75; break; case 696: bar = 0.74; break; case 697: bar = 0.74; break; case 698: bar = 0.74; break; case 699: bar = 0.74; break; case 700: bar = 0.74; break; case 701: bar = 0.73; break; case 702: bar = 0.73; break; case 703: bar = 0.73; break; case 704: bar = 0.73; break; case 705: bar = 0.72; break; case 706: bar = 0.72; break; case 707: bar = 0.72; break; case 708: bar = 0.72; break; case 709: bar = 0.72; break; case 710: bar = 0.71; break; case 711: bar = 0.71; break; case 712: bar = 0.71; break; case 713: bar = 0.71; break; case 714: bar = 0.71; break; case 715: bar = 0.7; break; case 716: bar = 0.7; break; case 717: bar = 0.7; break; case 718: bar = 0.7; break; case 719: bar = 0.7; break; case 720: bar = 0.69; break; case 721: bar = 0.69; break; case 722: bar = 0.69; break; case 723: bar = 0.69; break; case 724: bar = 0.69; break; case 725: bar = 0.68; break; case 726: bar = 0.68; break; case 727: bar = 0.68; break; case 728: bar = 0.68; break; case 729: bar = 0.68; break; case 730: bar = 0.67; break; case 731: bar = 0.67; break; case 732: bar = 0.67; break; case 733: bar = 0.67; break; case 734: bar = 0.67; break; case 735: bar = 0.67; break; case 736: bar = 0.66; break; case 737: bar = 0.66; break; case 738: bar = 0.66; break; case 739: bar = 0.66; break; case 740: bar = 0.66; break; case 741: bar = 0.65; break; case 742: bar = 0.65; break; case 743: bar = 0.65; break; case 744: bar = 0.65; break; case 745: bar = 0.65; break; case 746: bar = 0.64; break; case 747: bar = 0.64; break; case 748: bar = 0.64; break; case 749: bar = 0.64; break; case 750: bar = 0.64; break; case 751: bar = 0.64; break; case 752: bar = 0.63; break; case 753: bar = 0.63; break; case 754: bar = 0.63; break; case 755: bar = 0.63; break; case 756: bar = 0.63; break; case 757: bar = 0.62; break; case 758: bar = 0.62; break; case 759: bar = 0.62; break; case 760: bar = 0.62; break; case 761: bar = 0.62; break; case 762: bar = 0.61; break; case 763: bar = 0.61; break; case 764: bar = 0.61; break; case 765: bar = 0.61; break; case 766: bar = 0.61; break; case 767: bar = 0.61; break; case 768: bar = 0.6; break; case 769: bar = 0.6; break; case 770: bar = 0.6; break; case 771: bar = 0.6; break; case 772: bar = 0.6; break; case 773: bar = 0.6; break; case 774: bar = 0.59; break; case 775: bar = 0.59; break; case 776: bar = 0.59; break; case 777: bar = 0.59; break; case 778: bar = 0.59; break; case 779: bar = 0.59; break; case 780: bar = 0.58; break; case 781: bar = 0.58; break; case 782: bar = 0.58; break; case 783: bar = 0.58; break; case 784: bar = 0.58; break; case 785: bar = 0.57; break; case 786: bar = 0.57; break; case 787: bar = 0.57; break; case 788: bar = 0.57; break; case 789: bar = 0.57; break; case 790: bar = 0.57; break; case 791: bar = 0.56; break; case 792: bar = 0.56; break; case 793: bar = 0.56; break; case 794: bar = 0.56; break; case 795: bar = 0.56; break; case 796: bar = 0.56; break; case 797: bar = 0.55; break; case 798: bar = 0.55; break; case 799: bar = 0.55; break; case 800: bar = 0.55; break; case 801: bar = 0.55; break; case 802: bar = 0.55; break; case 803: bar = 0.54; break; case 804: bar = 0.54; break; case 805: bar = 0.54; break; case 806: bar = 0.54; break; case 807: bar = 0.54; break; case 808: bar = 0.54; break; case 809: bar = 0.53; break; case 810: bar = 0.53; break; case 811: bar = 0.53; break; case 812: bar = 0.53; break; case 813: bar = 0.53; break; case 814: bar = 0.53; break; case 815: bar = 0.53; break; case 816: bar = 0.52; break; case 817: bar = 0.52; break; case 818: bar = 0.52; break; case 819: bar = 0.52; break; case 820: bar = 0.52; break; case 821: bar = 0.52; break; case 822: bar = 0.51; break; case 823: bar = 0.51; break; case 824: bar = 0.51; break; case 825: bar = 0.51; break; case 826: bar = 0.51; break; case 827: bar = 0.51; break; case 828: bar = 0.5; break; case 829: bar = 0.5; break; case 830: bar = 0.5; break; case 831: bar = 0.5; break; case 832: bar = 0.5; break; case 833: bar = 0.5; break; case 834: bar = 0.5; break; case 835: bar = 0.49; break; case 836: bar = 0.49; break; case 837: bar = 0.49; break; case 838: bar = 0.49; break; case 839: bar = 0.49; break; case 840: bar = 0.49; break; case 841: bar = 0.48; break; case 842: bar = 0.48; break; case 843: bar = 0.48; break; case 844: bar = 0.48; break; case 845: bar = 0.48; break; case 846: bar = 0.48; break; case 847: bar = 0.48; break; case 848: bar = 0.47; break; case 849: bar = 0.47; break; case 850: bar = 0.47; break; case 851: bar = 0.47; break; case 852: bar = 0.47; break; case 853: bar = 0.47; break; case 854: bar = 0.47; break; case 855: bar = 0.46; break; case 856: bar = 0.46; break; case 857: bar = 0.46; break; case 858: bar = 0.46; break; case 859: bar = 0.46; break; case 860: bar = 0.46; break; case 861: bar = 0.46; break; case 862: bar = 0.45; break; case 863: bar = 0.45; break; case 864: bar = 0.45; break; case 865: bar = 0.45; break; case 866: bar = 0.45; break; case 867: bar = 0.45; break; case 868: bar = 0.45; break; case 869: bar = 0.44; break; case 870: bar = 0.44; break; case 871: bar = 0.44; break; case 872: bar = 0.44; break; case 873: bar = 0.44; break; case 874: bar = 0.44; break; case 875: bar = 0.44; break; case 876: bar = 0.43; break; case 877: bar = 0.43; break; case 878: bar = 0.43; break; case 879: bar = 0.43; break; case 880: bar = 0.43; break; case 881: bar = 0.43; break; case 882: bar = 0.43; break; case 883: bar = 0.42; break; case 884: bar = 0.42; break; case 885: bar = 0.42; break; case 886: bar = 0.42; break; case 887: bar = 0.42; break; case 888: bar = 0.42; break; case 889: bar = 0.42; break; case 890: bar = 0.41; break; case 891: bar = 0.41; break; case 892: bar = 0.41; break; case 893: bar = 0.41; break; case 894: bar = 0.41; break; case 895: bar = 0.41; break; case 896: bar = 0.41; break; case 897: bar = 0.41; break; case 898: bar = 0.4; break; case 899: bar = 0.4; break; case 900: bar = 0.4; break; case 901: bar = 0.4; break; case 902: bar = 0.4; break; case 903: bar = 0.4; break; case 904: bar = 0.4; break; case 905: bar = 0.39; break; case 906: bar = 0.39; break; case 907: bar = 0.39; break; case 908: bar = 0.39; break; case 909: bar = 0.39; break; case 910: bar = 0.39; break; case 911: bar = 0.39; break; case 912: bar = 0.39; break; case 913: bar = 0.38; break; case 914: bar = 0.38; break; case 915: bar = 0.38; break; case 916: bar = 0.38; break; case 917: bar = 0.38; break; case 918: bar = 0.38; break; case 919: bar = 0.38; break; case 920: bar = 0.38; break; case 921: bar = 0.37; break; case 922: bar = 0.37; break; case 923: bar = 0.37; break; case 924: bar = 0.37; break; case 925: bar = 0.37; break; case 926: bar = 0.37; break; case 927: bar = 0.37; break; case 928: bar = 0.37; break; case 929: bar = 0.36; break; case 930: bar = 0.36; break; case 931: bar = 0.36; break; case 932: bar = 0.36; break; case 933: bar = 0.36; break; case 934: bar = 0.36; break; case 935: bar = 0.36; break; case 936: bar = 0.36; break; case 937: bar = 0.35; break; case 938: bar = 0.35; break; case 939: bar = 0.35; break; case 940: bar = 0.35; break; case 941: bar = 0.35; break; case 942: bar = 0.35; break; case 943: bar = 0.35; break; case 944: bar = 0.35; break; case 945: bar = 0.34; break; case 946: bar = 0.34; break; case 947: bar = 0.34; break; case 948: bar = 0.34; break; case 949: bar = 0.34; break; case 950: bar = 0.34; break; case 951: bar = 0.34; break; case 952: bar = 0.34; break; case 953: bar = 0.33; break; case 954: bar = 0.33; break; case 955: bar = 0.33; break; case 956: bar = 0.33; break; case 957: bar = 0.33; break; case 958: bar = 0.33; break; case 959: bar = 0.33; break; case 960: bar = 0.33; break; case 961: bar = 0.32; break; case 962: bar = 0.32; break; case 963: bar = 0.32; break; case 964: bar = 0.32; break; case 965: bar = 0.32; break; case 966: bar = 0.32; break; case 967: bar = 0.32; break; case 968: bar = 0.32; break; case 969: bar = 0.32; break; case 970: bar = 0.31; break; case 971: bar = 0.31; break; case 972: bar = 0.31; break; case 973: bar = 0.31; break; case 974: bar = 0.31; break; case 975: bar = 0.31; break; case 976: bar = 0.31; break; case 977: bar = 0.31; break; case 978: bar = 0.3; break; case 979: bar = 0.3; break; case 980: bar = 0.3; break; case 981: bar = 0.3; break; case 982: bar = 0.3; break; case 983: bar = 0.3; break; case 984: bar = 0.3; break; case 985: bar = 0.3; break; case 986: bar = 0.3; break; case 987: bar = 0.29; break; case 988: bar = 0.29; break; case 989: bar = 0.29; break; case 990: bar = 0.29; break; case 991: bar = 0.29; break; case 992: bar = 0.29; break; case 993: bar = 0.29; break; case 994: bar = 0.29; break; case 995: bar = 0.29; break; case 996: bar = 0.28; break; case 997: bar = 0.28; break; case 998: bar = 0.28; break; case 999: bar = 0.28; break; case 1000: bar = 0.28; break; case 1001: bar = 0.28; break; case 1002: bar = 0.28; break; case 1003: bar = 0.28; break; case 1004: bar = 0.28; break; case 1005: bar = 0.27; break; case 1006: bar = 0.27; break; case 1007: bar = 0.27; break; case 1008: bar = 0.27; break; case 1009: bar = 0.27; break; case 1010: bar = 0.27; break; case 1011: bar = 0.27; break; case 1012: bar = 0.27; break; case 1013: bar = 0.27; break; case 1014: bar = 0.26; break; case 1015: bar = 0.26; break; case 1016: bar = 0.26; break; case 1017: bar = 0.26; break; case 1018: bar = 0.26; break; case 1019: bar = 0.26; break; case 1020: bar = 0.26; break; case 1021: bar = 0.26; break; case 1022: bar = 0.26; break; case 1023: bar = 0.26; break; case 1024: bar = 0.25; break;
case 104: bar = 7.27; break; | case 104: bar = 7.27; break; case 105: bar = 7.2; break; case 106: bar = 7.14; break; case 107: bar = 7.08; break; case 108: bar = 7.02; break; case 109: bar = 6.96; break; case 110: bar = 6.9; break; case 111: bar = 6.85; break; case 112: bar = 6.79; break; case 113: bar = 6.74; break; case 114: bar = 6.68; break; case 115: bar = 6.63; break; case 116: bar = 6.57; break; case 117: bar = 6.52; break; case 118: bar = 6.47; break; case 119: bar = 6.42; break; case 120: bar = 6.37; break; case 121: bar = 6.32; break; case 122: bar = 6.27; break; case 123: bar = 6.23; break; case 124: bar = 6.18; break; case 125: bar = 6.13; break; case 126: bar = 6.09; break; case 127: bar = 6.04; break; case 128: bar = 6; break; case 129: bar = 5.95; break; case 130: bar = 5.91; break; case 131: bar = 5.87; break; case 132: bar = 5.83; break; case 133: bar = 5.79; break; case 134: bar = 5.75; break; case 135: bar = 5.71; break; case 136: bar = 5.67; break; case 137: bar = 5.63; break; case 138: bar = 5.59; break; case 139: bar = 5.55; break; case 140: bar = 5.51; break; case 141: bar = 5.47; break; case 142: bar = 5.44; break; case 143: bar = 5.4; break; case 144: bar = 5.37; break; case 145: bar = 5.33; break; case 146: bar = 5.3; break; case 147: bar = 5.26; break; case 148: bar = 5.23; break; case 149: bar = 5.19; break; case 150: bar = 5.16; break; case 151: bar = 5.13; break; case 152: bar = 5.09; break; case 153: bar = 5.06; break; case 154: bar = 5.03; break; case 155: bar = 5; break; case 156: bar = 4.97; break; case 157: bar = 4.94; break; case 158: bar = 4.91; break; case 159: bar = 4.88; break; case 160: bar = 4.85; break; case 161: bar = 4.82; break; case 162: bar = 4.79; break; case 163: bar = 4.76; break; case 164: bar = 4.73; break; case 165: bar = 4.7; break; case 166: bar = 4.68; break; case 167: bar = 4.65; break; case 168: bar = 4.62; break; case 169: bar = 4.59; break; case 170: bar = 4.57; break; case 171: bar = 4.54; break; case 172: bar = 4.52; break; case 173: bar = 4.49; break; case 174: bar = 4.46; break; case 175: bar = 4.44; break; case 176: bar = 4.41; break; case 177: bar = 4.39; break; case 178: bar = 4.36; break; case 179: bar = 4.34; break; case 180: bar = 4.32; break; case 181: bar = 4.29; break; case 182: bar = 4.27; break; case 183: bar = 4.25; break; case 184: bar = 4.22; break; case 185: bar = 4.2; break; case 186: bar = 4.18; break; case 187: bar = 4.15; break; case 188: bar = 4.13; break; case 189: bar = 4.11; break; case 190: bar = 4.09; break; case 191: bar = 4.07; break; case 192: bar = 4.05; break; case 193: bar = 4.02; break; case 194: bar = 4; break; case 195: bar = 3.98; break; case 196: bar = 3.96; break; case 197: bar = 3.94; break; case 198: bar = 3.92; break; case 199: bar = 3.9; break; case 200: bar = 3.88; break; case 201: bar = 3.86; break; case 202: bar = 3.84; break; case 203: bar = 3.82; break; case 204: bar = 3.8; break; case 205: bar = 3.78; break; case 206: bar = 3.77; break; case 207: bar = 3.75; break; case 208: bar = 3.73; break; case 209: bar = 3.71; break; case 210: bar = 3.69; break; case 211: bar = 3.67; break; case 212: bar = 3.66; break; case 213: bar = 3.64; break; case 214: bar = 3.62; break; case 215: bar = 3.6; break; case 216: bar = 3.59; break; case 217: bar = 3.57; break; case 218: bar = 3.55; break; case 219: bar = 3.53; break; case 220: bar = 3.52; break; case 221: bar = 3.5; break; case 222: bar = 3.48; break; case 223: bar = 3.47; break; case 224: bar = 3.45; break; case 225: bar = 3.44; break; case 226: bar = 3.42; break; case 227: bar = 3.4; break; case 228: bar = 3.39; break; case 229: bar = 3.37; break; case 230: bar = 3.36; break; case 231: bar = 3.34; break; case 232: bar = 3.33; break; case 233: bar = 3.31; break; case 234: bar = 3.3; break; case 235: bar = 3.28; break; case 236: bar = 3.27; break; case 237: bar = 3.25; break; case 238: bar = 3.24; break; case 239: bar = 3.22; break; case 240: bar = 3.21; break; case 241: bar = 3.19; break; case 242: bar = 3.18; break; case 243: bar = 3.17; break; case 244: bar = 3.15; break; case 245: bar = 3.14; break; case 246: bar = 3.12; break; case 247: bar = 3.11; break; case 248: bar = 3.1; break; case 249: bar = 3.08; break; case 250: bar = 3.07; break; case 251: bar = 3.06; break; case 252: bar = 3.04; break; case 253: bar = 3.03; break; case 254: bar = 3.02; break; case 255: bar = 3.01; break; case 256: bar = 2.99; break; case 257: bar = 2.98; break; case 258: bar = 2.97; break; case 259: bar = 2.96; break; case 260: bar = 2.94; break; case 261: bar = 2.93; break; case 262: bar = 2.92; break; case 263: bar = 2.91; break; case 264: bar = 2.89; break; case 265: bar = 2.88; break; case 266: bar = 2.87; break; case 267: bar = 2.86; break; case 268: bar = 2.85; break; case 269: bar = 2.83; break; case 270: bar = 2.82; break; case 271: bar = 2.81; break; case 272: bar = 2.8; break; case 273: bar = 2.79; break; case 274: bar = 2.78; break; case 275: bar = 2.77; break; case 276: bar = 2.76; break; case 277: bar = 2.74; break; case 278: bar = 2.73; break; case 279: bar = 2.72; break; case 280: bar = 2.71; break; case 281: bar = 2.7; break; case 282: bar = 2.69; break; case 283: bar = 2.68; break; case 284: bar = 2.67; break; case 285: bar = 2.66; break; case 286: bar = 2.65; break; case 287: bar = 2.64; break; case 288: bar = 2.63; break; case 289: bar = 2.62; break; case 290: bar = 2.61; break; case 291: bar = 2.6; break; case 292: bar = 2.59; break; case 293: bar = 2.58; break; case 294: bar = 2.57; break; case 295: bar = 2.56; break; case 296: bar = 2.55; break; case 297: bar = 2.54; break; case 298: bar = 2.53; break; case 299: bar = 2.52; break; case 300: bar = 2.51; break; case 301: bar = 2.5; break; case 302: bar = 2.49; break; case 303: bar = 2.48; break; case 304: bar = 2.47; break; case 305: bar = 2.46; break; case 306: bar = 2.45; break; case 307: bar = 2.44; break; case 308: bar = 2.43; break; case 309: bar = 2.42; break; case 310: bar = 2.41; break; case 311: bar = 2.41; break; case 312: bar = 2.4; break; case 313: bar = 2.39; break; case 314: bar = 2.38; break; case 315: bar = 2.37; break; case 316: bar = 2.36; break; case 317: bar = 2.35; break; case 318: bar = 2.34; break; case 319: bar = 2.34; break; case 320: bar = 2.33; break; case 321: bar = 2.32; break; case 322: bar = 2.31; break; case 323: bar = 2.3; break; case 324: bar = 2.29; break; case 325: bar = 2.28; break; case 326: bar = 2.28; break; case 327: bar = 2.27; break; case 328: bar = 2.26; break; case 329: bar = 2.25; break; case 330: bar = 2.24; break; case 331: bar = 2.24; break; case 332: bar = 2.23; break; case 333: bar = 2.22; break; case 334: bar = 2.21; break; case 335: bar = 2.2; break; case 336: bar = 2.2; break; case 337: bar = 2.19; break; case 338: bar = 2.18; break; case 339: bar = 2.17; break; case 340: bar = 2.17; break; case 341: bar = 2.16; break; case 342: bar = 2.15; break; case 343: bar = 2.14; break; case 344: bar = 2.13; break; case 345: bar = 2.13; break; case 346: bar = 2.12; break; case 347: bar = 2.11; break; case 348: bar = 2.11; break; case 349: bar = 2.1; break; case 350: bar = 2.09; break; case 351: bar = 2.08; break; case 352: bar = 2.08; break; case 353: bar = 2.07; break; case 354: bar = 2.06; break; case 355: bar = 2.05; break; case 356: bar = 2.05; break; case 357: bar = 2.04; break; case 358: bar = 2.03; break; case 359: bar = 2.03; break; case 360: bar = 2.02; break; case 361: bar = 2.01; break; case 362: bar = 2.01; break; case 363: bar = 2; break; case 364: bar = 1.99; break; case 365: bar = 1.99; break; case 366: bar = 1.98; break; case 367: bar = 1.97; break; case 368: bar = 1.97; break; case 369: bar = 1.96; break; case 370: bar = 1.95; break; case 371: bar = 1.95; break; case 372: bar = 1.94; break; case 373: bar = 1.93; break; case 374: bar = 1.93; break; case 375: bar = 1.92; break; case 376: bar = 1.91; break; case 377: bar = 1.91; break; case 378: bar = 1.9; break; case 379: bar = 1.89; break; case 380: bar = 1.89; break; case 381: bar = 1.88; break; case 382: bar = 1.88; break; case 383: bar = 1.87; break; case 384: bar = 1.86; break; case 385: bar = 1.86; break; case 386: bar = 1.85; break; case 387: bar = 1.85; break; case 388: bar = 1.84; break; case 389: bar = 1.83; break; case 390: bar = 1.83; break; case 391: bar = 1.82; break; case 392: bar = 1.82; break; case 393: bar = 1.81; break; case 394: bar = 1.8; break; case 395: bar = 1.8; break; case 396: bar = 1.79; break; case 397: bar = 1.79; break; case 398: bar = 1.78; break; case 399: bar = 1.77; break; case 400: bar = 1.77; break; case 401: bar = 1.76; break; case 402: bar = 1.76; break; case 403: bar = 1.75; break; case 404: bar = 1.75; break; case 405: bar = 1.74; break; case 406: bar = 1.73; break; case 407: bar = 1.73; break; case 408: bar = 1.72; break; case 409: bar = 1.72; break; case 410: bar = 1.71; break; case 411: bar = 1.71; break; case 412: bar = 1.7; break; case 413: bar = 1.7; break; case 414: bar = 1.69; break; case 415: bar = 1.69; break; case 416: bar = 1.68; break; case 417: bar = 1.67; break; case 418: bar = 1.67; break; case 419: bar = 1.66; break; case 420: bar = 1.66; break; case 421: bar = 1.65; break; case 422: bar = 1.65; break; case 423: bar = 1.64; break; case 424: bar = 1.64; break; case 425: bar = 1.63; break; case 426: bar = 1.63; break; case 427: bar = 1.62; break; case 428: bar = 1.62; break; case 429: bar = 1.61; break; case 430: bar = 1.61; break; case 431: bar = 1.6; break; case 432: bar = 1.6; break; case 433: bar = 1.59; break; case 434: bar = 1.59; break; case 435: bar = 1.58; break; case 436: bar = 1.58; break; case 437: bar = 1.57; break; case 438: bar = 1.57; break; case 439: bar = 1.56; break; case 440: bar = 1.56; break; case 441: bar = 1.55; break; case 442: bar = 1.55; break; case 443: bar = 1.54; break; case 444: bar = 1.54; break; case 445: bar = 1.53; break; case 446: bar = 1.53; break; case 447: bar = 1.53; break; case 448: bar = 1.52; break; case 449: bar = 1.52; break; case 450: bar = 1.51; break; case 451: bar = 1.51; break; case 452: bar = 1.5; break; case 453: bar = 1.5; break; case 454: bar = 1.49; break; case 455: bar = 1.49; break; case 456: bar = 1.48; break; case 457: bar = 1.48; break; case 458: bar = 1.47; break; case 459: bar = 1.47; break; case 460: bar = 1.47; break; case 461: bar = 1.46; break; case 462: bar = 1.46; break; case 463: bar = 1.45; break; case 464: bar = 1.45; break; case 465: bar = 1.44; break; case 466: bar = 1.44; break; case 467: bar = 1.44; break; case 468: bar = 1.43; break; case 469: bar = 1.43; break; case 470: bar = 1.42; break; case 471: bar = 1.42; break; case 472: bar = 1.41; break; case 473: bar = 1.41; break; case 474: bar = 1.41; break; case 475: bar = 1.4; break; case 476: bar = 1.4; break; case 477: bar = 1.39; break; case 478: bar = 1.39; break; case 479: bar = 1.38; break; case 480: bar = 1.38; break; case 481: bar = 1.38; break; case 482: bar = 1.37; break; case 483: bar = 1.37; break; case 484: bar = 1.36; break; case 485: bar = 1.36; break; case 486: bar = 1.36; break; case 487: bar = 1.35; break; case 488: bar = 1.35; break; case 489: bar = 1.34; break; case 490: bar = 1.34; break; case 491: bar = 1.34; break; case 492: bar = 1.33; break; case 493: bar = 1.33; break; case 494: bar = 1.32; break; case 495: bar = 1.32; break; case 496: bar = 1.32; break; case 497: bar = 1.31; break; case 498: bar = 1.31; break; case 499: bar = 1.3; break; case 500: bar = 1.3; break; case 501: bar = 1.3; break; case 502: bar = 1.29; break; case 503: bar = 1.29; break; case 504: bar = 1.29; break; case 505: bar = 1.28; break; case 506: bar = 1.28; break; case 507: bar = 1.27; break; case 508: bar = 1.27; break; case 509: bar = 1.27; break; case 510: bar = 1.26; break; case 511: bar = 1.26; break; case 512: bar = 1.26; break; case 513: bar = 1.25; break; case 514: bar = 1.25; break; case 515: bar = 1.24; break; case 516: bar = 1.24; break; case 517: bar = 1.24; break; case 518: bar = 1.23; break; case 519: bar = 1.23; break; case 520: bar = 1.23; break; case 521: bar = 1.22; break; case 522: bar = 1.22; break; case 523: bar = 1.22; break; case 524: bar = 1.21; break; case 525: bar = 1.21; break; case 526: bar = 1.21; break; case 527: bar = 1.2; break; case 528: bar = 1.2; break; case 529: bar = 1.2; break; case 530: bar = 1.19; break; case 531: bar = 1.19; break; case 532: bar = 1.18; break; case 533: bar = 1.18; break; case 534: bar = 1.18; break; case 535: bar = 1.17; break; case 536: bar = 1.17; break; case 537: bar = 1.17; break; case 538: bar = 1.16; break; case 539: bar = 1.16; break; case 540: bar = 1.16; break; case 541: bar = 1.15; break; case 542: bar = 1.15; break; case 543: bar = 1.15; break; case 544: bar = 1.14; break; case 545: bar = 1.14; break; case 546: bar = 1.14; break; case 547: bar = 1.13; break; case 548: bar = 1.13; break; case 549: bar = 1.13; break; case 550: bar = 1.12; break; case 551: bar = 1.12; break; case 552: bar = 1.12; break; case 553: bar = 1.12; break; case 554: bar = 1.11; break; case 555: bar = 1.11; break; case 556: bar = 1.11; break; case 557: bar = 1.1; break; case 558: bar = 1.1; break; case 559: bar = 1.1; break; case 560: bar = 1.09; break; case 561: bar = 1.09; break; case 562: bar = 1.09; break; case 563: bar = 1.08; break; case 564: bar = 1.08; break; case 565: bar = 1.08; break; case 566: bar = 1.07; break; case 567: bar = 1.07; break; case 568: bar = 1.07; break; case 569: bar = 1.07; break; case 570: bar = 1.06; break; case 571: bar = 1.06; break; case 572: bar = 1.06; break; case 573: bar = 1.05; break; case 574: bar = 1.05; break; case 575: bar = 1.05; break; case 576: bar = 1.04; break; case 577: bar = 1.04; break; case 578: bar = 1.04; break; case 579: bar = 1.04; break; case 580: bar = 1.03; break; case 581: bar = 1.03; break; case 582: bar = 1.03; break; case 583: bar = 1.02; break; case 584: bar = 1.02; break; case 585: bar = 1.02; break; case 586: bar = 1.02; break; case 587: bar = 1.01; break; case 588: bar = 1.01; break; case 589: bar = 1.01; break; case 590: bar = 1; break; case 591: bar = 1; break; case 592: bar = 1; break; case 593: bar = 1; break; case 594: bar = 0.99; break; case 595: bar = 0.99; break; case 596: bar = 0.99; break; case 597: bar = 0.98; break; case 598: bar = 0.98; break; case 599: bar = 0.98; break; case 600: bar = 0.98; break; case 601: bar = 0.97; break; case 602: bar = 0.97; break; case 603: bar = 0.97; break; case 604: bar = 0.96; break; case 605: bar = 0.96; break; case 606: bar = 0.96; break; case 607: bar = 0.96; break; case 608: bar = 0.95; break; case 609: bar = 0.95; break; case 610: bar = 0.95; break; case 611: bar = 0.95; break; case 612: bar = 0.94; break; case 613: bar = 0.94; break; case 614: bar = 0.94; break; case 615: bar = 0.94; break; case 616: bar = 0.93; break; case 617: bar = 0.93; break; case 618: bar = 0.93; break; case 619: bar = 0.92; break; case 620: bar = 0.92; break; case 621: bar = 0.92; break; case 622: bar = 0.92; break; case 623: bar = 0.91; break; case 624: bar = 0.91; break; case 625: bar = 0.91; break; case 626: bar = 0.91; break; case 627: bar = 0.9; break; case 628: bar = 0.9; break; case 629: bar = 0.9; break; case 630: bar = 0.9; break; case 631: bar = 0.89; break; case 632: bar = 0.89; break; case 633: bar = 0.89; break; case 634: bar = 0.89; break; case 635: bar = 0.88; break; case 636: bar = 0.88; break; case 637: bar = 0.88; break; case 638: bar = 0.88; break; case 639: bar = 0.87; break; case 640: bar = 0.87; break; case 641: bar = 0.87; break; case 642: bar = 0.87; break; case 643: bar = 0.86; break; case 644: bar = 0.86; break; case 645: bar = 0.86; break; case 646: bar = 0.86; break; case 647: bar = 0.85; break; case 648: bar = 0.85; break; case 649: bar = 0.85; break; case 650: bar = 0.85; break; case 651: bar = 0.84; break; case 652: bar = 0.84; break; case 653: bar = 0.84; break; case 654: bar = 0.84; break; case 655: bar = 0.84; break; case 656: bar = 0.83; break; case 657: bar = 0.83; break; case 658: bar = 0.83; break; case 659: bar = 0.83; break; case 660: bar = 0.82; break; case 661: bar = 0.82; break; case 662: bar = 0.82; break; case 663: bar = 0.82; break; case 664: bar = 0.81; break; case 665: bar = 0.81; break; case 666: bar = 0.81; break; case 667: bar = 0.81; break; case 668: bar = 0.81; break; case 669: bar = 0.8; break; case 670: bar = 0.8; break; case 671: bar = 0.8; break; case 672: bar = 0.8; break; case 673: bar = 0.79; break; case 674: bar = 0.79; break; case 675: bar = 0.79; break; case 676: bar = 0.79; break; case 677: bar = 0.78; break; case 678: bar = 0.78; break; case 679: bar = 0.78; break; case 680: bar = 0.78; break; case 681: bar = 0.78; break; case 682: bar = 0.77; break; case 683: bar = 0.77; break; case 684: bar = 0.77; break; case 685: bar = 0.77; break; case 686: bar = 0.77; break; case 687: bar = 0.76; break; case 688: bar = 0.76; break; case 689: bar = 0.76; break; case 690: bar = 0.76; break; case 691: bar = 0.75; break; case 692: bar = 0.75; break; case 693: bar = 0.75; break; case 694: bar = 0.75; break; case 695: bar = 0.75; break; case 696: bar = 0.74; break; case 697: bar = 0.74; break; case 698: bar = 0.74; break; case 699: bar = 0.74; break; case 700: bar = 0.74; break; case 701: bar = 0.73; break; case 702: bar = 0.73; break; case 703: bar = 0.73; break; case 704: bar = 0.73; break; case 705: bar = 0.72; break; case 706: bar = 0.72; break; case 707: bar = 0.72; break; case 708: bar = 0.72; break; case 709: bar = 0.72; break; case 710: bar = 0.71; break; case 711: bar = 0.71; break; case 712: bar = 0.71; break; case 713: bar = 0.71; break; case 714: bar = 0.71; break; case 715: bar = 0.7; break; case 716: bar = 0.7; break; case 717: bar = 0.7; break; case 718: bar = 0.7; break; case 719: bar = 0.7; break; case 720: bar = 0.69; break; case 721: bar = 0.69; break; case 722: bar = 0.69; break; case 723: bar = 0.69; break; case 724: bar = 0.69; break; case 725: bar = 0.68; break; case 726: bar = 0.68; break; case 727: bar = 0.68; break; case 728: bar = 0.68; break; case 729: bar = 0.68; break; case 730: bar = 0.67; break; case 731: bar = 0.67; break; case 732: bar = 0.67; break; case 733: bar = 0.67; break; case 734: bar = 0.67; break; case 735: bar = 0.67; break; case 736: bar = 0.66; break; case 737: bar = 0.66; break; case 738: bar = 0.66; break; case 739: bar = 0.66; break; case 740: bar = 0.66; break; case 741: bar = 0.65; break; case 742: bar = 0.65; break; case 743: bar = 0.65; break; case 744: bar = 0.65; break; case 745: bar = 0.65; break; case 746: bar = 0.64; break; case 747: bar = 0.64; break; case 748: bar = 0.64; break; case 749: bar = 0.64; break; case 750: bar = 0.64; break; case 751: bar = 0.64; break; case 752: bar = 0.63; break; case 753: bar = 0.63; break; case 754: bar = 0.63; break; case 755: bar = 0.63; break; case 756: bar = 0.63; break; case 757: bar = 0.62; break; case 758: bar = 0.62; break; case 759: bar = 0.62; break; case 760: bar = 0.62; break; case 761: bar = 0.62; break; case 762: bar = 0.61; break; case 763: bar = 0.61; break; case 764: bar = 0.61; break; case 765: bar = 0.61; break; case 766: bar = 0.61; break; case 767: bar = 0.61; break; case 768: bar = 0.6; break; case 769: bar = 0.6; break; case 770: bar = 0.6; break; case 771: bar = 0.6; break; case 772: bar = 0.6; break; case 773: bar = 0.6; break; case 774: bar = 0.59; break; case 775: bar = 0.59; break; case 776: bar = 0.59; break; case 777: bar = 0.59; break; case 778: bar = 0.59; break; case 779: bar = 0.59; break; case 780: bar = 0.58; break; case 781: bar = 0.58; break; case 782: bar = 0.58; break; case 783: bar = 0.58; break; case 784: bar = 0.58; break; case 785: bar = 0.57; break; case 786: bar = 0.57; break; case 787: bar = 0.57; break; case 788: bar = 0.57; break; case 789: bar = 0.57; break; case 790: bar = 0.57; break; case 791: bar = 0.56; break; case 792: bar = 0.56; break; case 793: bar = 0.56; break; case 794: bar = 0.56; break; case 795: bar = 0.56; break; case 796: bar = 0.56; break; case 797: bar = 0.55; break; case 798: bar = 0.55; break; case 799: bar = 0.55; break; case 800: bar = 0.55; break; case 801: bar = 0.55; break; case 802: bar = 0.55; break; case 803: bar = 0.54; break; case 804: bar = 0.54; break; case 805: bar = 0.54; break; case 806: bar = 0.54; break; case 807: bar = 0.54; break; case 808: bar = 0.54; break; case 809: bar = 0.53; break; case 810: bar = 0.53; break; case 811: bar = 0.53; break; case 812: bar = 0.53; break; case 813: bar = 0.53; break; case 814: bar = 0.53; break; case 815: bar = 0.53; break; case 816: bar = 0.52; break; case 817: bar = 0.52; break; case 818: bar = 0.52; break; case 819: bar = 0.52; break; case 820: bar = 0.52; break; case 821: bar = 0.52; break; case 822: bar = 0.51; break; case 823: bar = 0.51; break; case 824: bar = 0.51; break; case 825: bar = 0.51; break; case 826: bar = 0.51; break; case 827: bar = 0.51; break; case 828: bar = 0.5; break; case 829: bar = 0.5; break; case 830: bar = 0.5; break; case 831: bar = 0.5; break; case 832: bar = 0.5; break; case 833: bar = 0.5; break; case 834: bar = 0.5; break; case 835: bar = 0.49; break; case 836: bar = 0.49; break; case 837: bar = 0.49; break; case 838: bar = 0.49; break; case 839: bar = 0.49; break; case 840: bar = 0.49; break; case 841: bar = 0.48; break; case 842: bar = 0.48; break; case 843: bar = 0.48; break; case 844: bar = 0.48; break; case 845: bar = 0.48; break; case 846: bar = 0.48; break; case 847: bar = 0.48; break; case 848: bar = 0.47; break; case 849: bar = 0.47; break; case 850: bar = 0.47; break; case 851: bar = 0.47; break; case 852: bar = 0.47; break; case 853: bar = 0.47; break; case 854: bar = 0.47; break; case 855: bar = 0.46; break; case 856: bar = 0.46; break; case 857: bar = 0.46; break; case 858: bar = 0.46; break; case 859: bar = 0.46; break; case 860: bar = 0.46; break; case 861: bar = 0.46; break; case 862: bar = 0.45; break; case 863: bar = 0.45; break; case 864: bar = 0.45; break; case 865: bar = 0.45; break; case 866: bar = 0.45; break; case 867: bar = 0.45; break; case 868: bar = 0.45; break; case 869: bar = 0.44; break; case 870: bar = 0.44; break; case 871: bar = 0.44; break; case 872: bar = 0.44; break; case 873: bar = 0.44; break; case 874: bar = 0.44; break; case 875: bar = 0.44; break; case 876: bar = 0.43; break; case 877: bar = 0.43; break; case 878: bar = 0.43; break; case 879: bar = 0.43; break; case 880: bar = 0.43; break; case 881: bar = 0.43; break; case 882: bar = 0.43; break; case 883: bar = 0.42; break; case 884: bar = 0.42; break; case 885: bar = 0.42; break; case 886: bar = 0.42; break; case 887: bar = 0.42; break; case 888: bar = 0.42; break; case 889: bar = 0.42; break; case 890: bar = 0.41; break; case 891: bar = 0.41; break; case 892: bar = 0.41; break; case 893: bar = 0.41; break; case 894: bar = 0.41; break; case 895: bar = 0.41; break; case 896: bar = 0.41; break; case 897: bar = 0.41; break; case 898: bar = 0.4; break; case 899: bar = 0.4; break; case 900: bar = 0.4; break; case 901: bar = 0.4; break; case 902: bar = 0.4; break; case 903: bar = 0.4; break; case 904: bar = 0.4; break; case 905: bar = 0.39; break; case 906: bar = 0.39; break; case 907: bar = 0.39; break; case 908: bar = 0.39; break; case 909: bar = 0.39; break; case 910: bar = 0.39; break; case 911: bar = 0.39; break; case 912: bar = 0.39; break; case 913: bar = 0.38; break; case 914: bar = 0.38; break; case 915: bar = 0.38; break; case 916: bar = 0.38; break; case 917: bar = 0.38; break; case 918: bar = 0.38; break; case 919: bar = 0.38; break; case 920: bar = 0.38; break; case 921: bar = 0.37; break; case 922: bar = 0.37; break; case 923: bar = 0.37; break; case 924: bar = 0.37; break; case 925: bar = 0.37; break; case 926: bar = 0.37; break; case 927: bar = 0.37; break; case 928: bar = 0.37; break; case 929: bar = 0.36; break; case 930: bar = 0.36; break; case 931: bar = 0.36; break; case 932: bar = 0.36; break; case 933: bar = 0.36; break; case 934: bar = 0.36; break; case 935: bar = 0.36; break; case 936: bar = 0.36; break; case 937: bar = 0.35; break; case 938: bar = 0.35; break; case 939: bar = 0.35; break; case 940: bar = 0.35; break; case 941: bar = 0.35; break; case 942: bar = 0.35; break; case 943: bar = 0.35; break; case 944: bar = 0.35; break; case 945: bar = 0.34; break; case 946: bar = 0.34; break; case 947: bar = 0.34; break; case 948: bar = 0.34; break; case 949: bar = 0.34; break; case 950: bar = 0.34; break; case 951: bar = 0.34; break; case 952: bar = 0.34; break; case 953: bar = 0.33; break; case 954: bar = 0.33; break; case 955: bar = 0.33; break; case 956: bar = 0.33; break; case 957: bar = 0.33; break; case 958: bar = 0.33; break; case 959: bar = 0.33; break; case 960: bar = 0.33; break; case 961: bar = 0.32; break; case 962: bar = 0.32; break; case 963: bar = 0.32; break; case 964: bar = 0.32; break; case 965: bar = 0.32; break; case 966: bar = 0.32; break; case 967: bar = 0.32; break; case 968: bar = 0.32; break; case 969: bar = 0.32; break; case 970: bar = 0.31; break; case 971: bar = 0.31; break; case 972: bar = 0.31; break; case 973: bar = 0.31; break; case 974: bar = 0.31; break; case 975: bar = 0.31; break; case 976: bar = 0.31; break; case 977: bar = 0.31; break; case 978: bar = 0.3; break; case 979: bar = 0.3; break; case 980: bar = 0.3; break; case 981: bar = 0.3; break; case 982: bar = 0.3; break; case 983: bar = 0.3; break; case 984: bar = 0.3; break; case 985: bar = 0.3; break; case 986: bar = 0.3; break; case 987: bar = 0.29; break; case 988: bar = 0.29; break; case 989: bar = 0.29; break; case 990: bar = 0.29; break; case 991: bar = 0.29; break; case 992: bar = 0.29; break; case 993: bar = 0.29; break; case 994: bar = 0.29; break; case 995: bar = 0.29; break; case 996: bar = 0.28; break; case 997: bar = 0.28; break; case 998: bar = 0.28; break; case 999: bar = 0.28; break; case 1000: bar = 0.28; break; case 1001: bar = 0.28; break; case 1002: bar = 0.28; break; case 1003: bar = 0.28; break; case 1004: bar = 0.28; break; case 1005: bar = 0.27; break; case 1006: bar = 0.27; break; case 1007: bar = 0.27; break; case 1008: bar = 0.27; break; case 1009: bar = 0.27; break; case 1010: bar = 0.27; break; case 1011: bar = 0.27; break; case 1012: bar = 0.27; break; case 1013: bar = 0.27; break; case 1014: bar = 0.26; break; case 1015: bar = 0.26; break; case 1016: bar = 0.26; break; case 1017: bar = 0.26; break; case 1018: bar = 0.26; break; case 1019: bar = 0.26; break; case 1020: bar = 0.26; break; case 1021: bar = 0.26; break; case 1022: bar = 0.26; break; case 1023: bar = 0.26; break; case 1024: bar = 0.25; break;
case 105: bar = 7.2; break; | case 105: bar = 7.2; break; case 106: bar = 7.14; break; case 107: bar = 7.08; break; case 108: bar = 7.02; break; case 109: bar = 6.96; break; case 110: bar = 6.9; break; case 111: bar = 6.85; break; case 112: bar = 6.79; break; case 113: bar = 6.74; break; case 114: bar = 6.68; break; case 115: bar = 6.63; break; case 116: bar = 6.57; break; case 117: bar = 6.52; break; case 118: bar = 6.47; break; case 119: bar = 6.42; break; case 120: bar = 6.37; break; case 121: bar = 6.32; break; case 122: bar = 6.27; break; case 123: bar = 6.23; break; case 124: bar = 6.18; break; case 125: bar = 6.13; break; case 126: bar = 6.09; break; case 127: bar = 6.04; break; case 128: bar = 6; break; case 129: bar = 5.95; break; case 130: bar = 5.91; break; case 131: bar = 5.87; break; case 132: bar = 5.83; break; case 133: bar = 5.79; break; case 134: bar = 5.75; break; case 135: bar = 5.71; break; case 136: bar = 5.67; break; case 137: bar = 5.63; break; case 138: bar = 5.59; break; case 139: bar = 5.55; break; case 140: bar = 5.51; break; case 141: bar = 5.47; break; case 142: bar = 5.44; break; case 143: bar = 5.4; break; case 144: bar = 5.37; break; case 145: bar = 5.33; break; case 146: bar = 5.3; break; case 147: bar = 5.26; break; case 148: bar = 5.23; break; case 149: bar = 5.19; break; case 150: bar = 5.16; break; case 151: bar = 5.13; break; case 152: bar = 5.09; break; case 153: bar = 5.06; break; case 154: bar = 5.03; break; case 155: bar = 5; break; case 156: bar = 4.97; break; case 157: bar = 4.94; break; case 158: bar = 4.91; break; case 159: bar = 4.88; break; case 160: bar = 4.85; break; case 161: bar = 4.82; break; case 162: bar = 4.79; break; case 163: bar = 4.76; break; case 164: bar = 4.73; break; case 165: bar = 4.7; break; case 166: bar = 4.68; break; case 167: bar = 4.65; break; case 168: bar = 4.62; break; case 169: bar = 4.59; break; case 170: bar = 4.57; break; case 171: bar = 4.54; break; case 172: bar = 4.52; break; case 173: bar = 4.49; break; case 174: bar = 4.46; break; case 175: bar = 4.44; break; case 176: bar = 4.41; break; case 177: bar = 4.39; break; case 178: bar = 4.36; break; case 179: bar = 4.34; break; case 180: bar = 4.32; break; case 181: bar = 4.29; break; case 182: bar = 4.27; break; case 183: bar = 4.25; break; case 184: bar = 4.22; break; case 185: bar = 4.2; break; case 186: bar = 4.18; break; case 187: bar = 4.15; break; case 188: bar = 4.13; break; case 189: bar = 4.11; break; case 190: bar = 4.09; break; case 191: bar = 4.07; break; case 192: bar = 4.05; break; case 193: bar = 4.02; break; case 194: bar = 4; break; case 195: bar = 3.98; break; case 196: bar = 3.96; break; case 197: bar = 3.94; break; case 198: bar = 3.92; break; case 199: bar = 3.9; break; case 200: bar = 3.88; break; case 201: bar = 3.86; break; case 202: bar = 3.84; break; case 203: bar = 3.82; break; case 204: bar = 3.8; break; case 205: bar = 3.78; break; case 206: bar = 3.77; break; case 207: bar = 3.75; break; case 208: bar = 3.73; break; case 209: bar = 3.71; break; case 210: bar = 3.69; break; case 211: bar = 3.67; break; case 212: bar = 3.66; break; case 213: bar = 3.64; break; case 214: bar = 3.62; break; case 215: bar = 3.6; break; case 216: bar = 3.59; break; case 217: bar = 3.57; break; case 218: bar = 3.55; break; case 219: bar = 3.53; break; case 220: bar = 3.52; break; case 221: bar = 3.5; break; case 222: bar = 3.48; break; case 223: bar = 3.47; break; case 224: bar = 3.45; break; case 225: bar = 3.44; break; case 226: bar = 3.42; break; case 227: bar = 3.4; break; case 228: bar = 3.39; break; case 229: bar = 3.37; break; case 230: bar = 3.36; break; case 231: bar = 3.34; break; case 232: bar = 3.33; break; case 233: bar = 3.31; break; case 234: bar = 3.3; break; case 235: bar = 3.28; break; case 236: bar = 3.27; break; case 237: bar = 3.25; break; case 238: bar = 3.24; break; case 239: bar = 3.22; break; case 240: bar = 3.21; break; case 241: bar = 3.19; break; case 242: bar = 3.18; break; case 243: bar = 3.17; break; case 244: bar = 3.15; break; case 245: bar = 3.14; break; case 246: bar = 3.12; break; case 247: bar = 3.11; break; case 248: bar = 3.1; break; case 249: bar = 3.08; break; case 250: bar = 3.07; break; case 251: bar = 3.06; break; case 252: bar = 3.04; break; case 253: bar = 3.03; break; case 254: bar = 3.02; break; case 255: bar = 3.01; break; case 256: bar = 2.99; break; case 257: bar = 2.98; break; case 258: bar = 2.97; break; case 259: bar = 2.96; break; case 260: bar = 2.94; break; case 261: bar = 2.93; break; case 262: bar = 2.92; break; case 263: bar = 2.91; break; case 264: bar = 2.89; break; case 265: bar = 2.88; break; case 266: bar = 2.87; break; case 267: bar = 2.86; break; case 268: bar = 2.85; break; case 269: bar = 2.83; break; case 270: bar = 2.82; break; case 271: bar = 2.81; break; case 272: bar = 2.8; break; case 273: bar = 2.79; break; case 274: bar = 2.78; break; case 275: bar = 2.77; break; case 276: bar = 2.76; break; case 277: bar = 2.74; break; case 278: bar = 2.73; break; case 279: bar = 2.72; break; case 280: bar = 2.71; break; case 281: bar = 2.7; break; case 282: bar = 2.69; break; case 283: bar = 2.68; break; case 284: bar = 2.67; break; case 285: bar = 2.66; break; case 286: bar = 2.65; break; case 287: bar = 2.64; break; case 288: bar = 2.63; break; case 289: bar = 2.62; break; case 290: bar = 2.61; break; case 291: bar = 2.6; break; case 292: bar = 2.59; break; case 293: bar = 2.58; break; case 294: bar = 2.57; break; case 295: bar = 2.56; break; case 296: bar = 2.55; break; case 297: bar = 2.54; break; case 298: bar = 2.53; break; case 299: bar = 2.52; break; case 300: bar = 2.51; break; case 301: bar = 2.5; break; case 302: bar = 2.49; break; case 303: bar = 2.48; break; case 304: bar = 2.47; break; case 305: bar = 2.46; break; case 306: bar = 2.45; break; case 307: bar = 2.44; break; case 308: bar = 2.43; break; case 309: bar = 2.42; break; case 310: bar = 2.41; break; case 311: bar = 2.41; break; case 312: bar = 2.4; break; case 313: bar = 2.39; break; case 314: bar = 2.38; break; case 315: bar = 2.37; break; case 316: bar = 2.36; break; case 317: bar = 2.35; break; case 318: bar = 2.34; break; case 319: bar = 2.34; break; case 320: bar = 2.33; break; case 321: bar = 2.32; break; case 322: bar = 2.31; break; case 323: bar = 2.3; break; case 324: bar = 2.29; break; case 325: bar = 2.28; break; case 326: bar = 2.28; break; case 327: bar = 2.27; break; case 328: bar = 2.26; break; case 329: bar = 2.25; break; case 330: bar = 2.24; break; case 331: bar = 2.24; break; case 332: bar = 2.23; break; case 333: bar = 2.22; break; case 334: bar = 2.21; break; case 335: bar = 2.2; break; case 336: bar = 2.2; break; case 337: bar = 2.19; break; case 338: bar = 2.18; break; case 339: bar = 2.17; break; case 340: bar = 2.17; break; case 341: bar = 2.16; break; case 342: bar = 2.15; break; case 343: bar = 2.14; break; case 344: bar = 2.13; break; case 345: bar = 2.13; break; case 346: bar = 2.12; break; case 347: bar = 2.11; break; case 348: bar = 2.11; break; case 349: bar = 2.1; break; case 350: bar = 2.09; break; case 351: bar = 2.08; break; case 352: bar = 2.08; break; case 353: bar = 2.07; break; case 354: bar = 2.06; break; case 355: bar = 2.05; break; case 356: bar = 2.05; break; case 357: bar = 2.04; break; case 358: bar = 2.03; break; case 359: bar = 2.03; break; case 360: bar = 2.02; break; case 361: bar = 2.01; break; case 362: bar = 2.01; break; case 363: bar = 2; break; case 364: bar = 1.99; break; case 365: bar = 1.99; break; case 366: bar = 1.98; break; case 367: bar = 1.97; break; case 368: bar = 1.97; break; case 369: bar = 1.96; break; case 370: bar = 1.95; break; case 371: bar = 1.95; break; case 372: bar = 1.94; break; case 373: bar = 1.93; break; case 374: bar = 1.93; break; case 375: bar = 1.92; break; case 376: bar = 1.91; break; case 377: bar = 1.91; break; case 378: bar = 1.9; break; case 379: bar = 1.89; break; case 380: bar = 1.89; break; case 381: bar = 1.88; break; case 382: bar = 1.88; break; case 383: bar = 1.87; break; case 384: bar = 1.86; break; case 385: bar = 1.86; break; case 386: bar = 1.85; break; case 387: bar = 1.85; break; case 388: bar = 1.84; break; case 389: bar = 1.83; break; case 390: bar = 1.83; break; case 391: bar = 1.82; break; case 392: bar = 1.82; break; case 393: bar = 1.81; break; case 394: bar = 1.8; break; case 395: bar = 1.8; break; case 396: bar = 1.79; break; case 397: bar = 1.79; break; case 398: bar = 1.78; break; case 399: bar = 1.77; break; case 400: bar = 1.77; break; case 401: bar = 1.76; break; case 402: bar = 1.76; break; case 403: bar = 1.75; break; case 404: bar = 1.75; break; case 405: bar = 1.74; break; case 406: bar = 1.73; break; case 407: bar = 1.73; break; case 408: bar = 1.72; break; case 409: bar = 1.72; break; case 410: bar = 1.71; break; case 411: bar = 1.71; break; case 412: bar = 1.7; break; case 413: bar = 1.7; break; case 414: bar = 1.69; break; case 415: bar = 1.69; break; case 416: bar = 1.68; break; case 417: bar = 1.67; break; case 418: bar = 1.67; break; case 419: bar = 1.66; break; case 420: bar = 1.66; break; case 421: bar = 1.65; break; case 422: bar = 1.65; break; case 423: bar = 1.64; break; case 424: bar = 1.64; break; case 425: bar = 1.63; break; case 426: bar = 1.63; break; case 427: bar = 1.62; break; case 428: bar = 1.62; break; case 429: bar = 1.61; break; case 430: bar = 1.61; break; case 431: bar = 1.6; break; case 432: bar = 1.6; break; case 433: bar = 1.59; break; case 434: bar = 1.59; break; case 435: bar = 1.58; break; case 436: bar = 1.58; break; case 437: bar = 1.57; break; case 438: bar = 1.57; break; case 439: bar = 1.56; break; case 440: bar = 1.56; break; case 441: bar = 1.55; break; case 442: bar = 1.55; break; case 443: bar = 1.54; break; case 444: bar = 1.54; break; case 445: bar = 1.53; break; case 446: bar = 1.53; break; case 447: bar = 1.53; break; case 448: bar = 1.52; break; case 449: bar = 1.52; break; case 450: bar = 1.51; break; case 451: bar = 1.51; break; case 452: bar = 1.5; break; case 453: bar = 1.5; break; case 454: bar = 1.49; break; case 455: bar = 1.49; break; case 456: bar = 1.48; break; case 457: bar = 1.48; break; case 458: bar = 1.47; break; case 459: bar = 1.47; break; case 460: bar = 1.47; break; case 461: bar = 1.46; break; case 462: bar = 1.46; break; case 463: bar = 1.45; break; case 464: bar = 1.45; break; case 465: bar = 1.44; break; case 466: bar = 1.44; break; case 467: bar = 1.44; break; case 468: bar = 1.43; break; case 469: bar = 1.43; break; case 470: bar = 1.42; break; case 471: bar = 1.42; break; case 472: bar = 1.41; break; case 473: bar = 1.41; break; case 474: bar = 1.41; break; case 475: bar = 1.4; break; case 476: bar = 1.4; break; case 477: bar = 1.39; break; case 478: bar = 1.39; break; case 479: bar = 1.38; break; case 480: bar = 1.38; break; case 481: bar = 1.38; break; case 482: bar = 1.37; break; case 483: bar = 1.37; break; case 484: bar = 1.36; break; case 485: bar = 1.36; break; case 486: bar = 1.36; break; case 487: bar = 1.35; break; case 488: bar = 1.35; break; case 489: bar = 1.34; break; case 490: bar = 1.34; break; case 491: bar = 1.34; break; case 492: bar = 1.33; break; case 493: bar = 1.33; break; case 494: bar = 1.32; break; case 495: bar = 1.32; break; case 496: bar = 1.32; break; case 497: bar = 1.31; break; case 498: bar = 1.31; break; case 499: bar = 1.3; break; case 500: bar = 1.3; break; case 501: bar = 1.3; break; case 502: bar = 1.29; break; case 503: bar = 1.29; break; case 504: bar = 1.29; break; case 505: bar = 1.28; break; case 506: bar = 1.28; break; case 507: bar = 1.27; break; case 508: bar = 1.27; break; case 509: bar = 1.27; break; case 510: bar = 1.26; break; case 511: bar = 1.26; break; case 512: bar = 1.26; break; case 513: bar = 1.25; break; case 514: bar = 1.25; break; case 515: bar = 1.24; break; case 516: bar = 1.24; break; case 517: bar = 1.24; break; case 518: bar = 1.23; break; case 519: bar = 1.23; break; case 520: bar = 1.23; break; case 521: bar = 1.22; break; case 522: bar = 1.22; break; case 523: bar = 1.22; break; case 524: bar = 1.21; break; case 525: bar = 1.21; break; case 526: bar = 1.21; break; case 527: bar = 1.2; break; case 528: bar = 1.2; break; case 529: bar = 1.2; break; case 530: bar = 1.19; break; case 531: bar = 1.19; break; case 532: bar = 1.18; break; case 533: bar = 1.18; break; case 534: bar = 1.18; break; case 535: bar = 1.17; break; case 536: bar = 1.17; break; case 537: bar = 1.17; break; case 538: bar = 1.16; break; case 539: bar = 1.16; break; case 540: bar = 1.16; break; case 541: bar = 1.15; break; case 542: bar = 1.15; break; case 543: bar = 1.15; break; case 544: bar = 1.14; break; case 545: bar = 1.14; break; case 546: bar = 1.14; break; case 547: bar = 1.13; break; case 548: bar = 1.13; break; case 549: bar = 1.13; break; case 550: bar = 1.12; break; case 551: bar = 1.12; break; case 552: bar = 1.12; break; case 553: bar = 1.12; break; case 554: bar = 1.11; break; case 555: bar = 1.11; break; case 556: bar = 1.11; break; case 557: bar = 1.1; break; case 558: bar = 1.1; break; case 559: bar = 1.1; break; case 560: bar = 1.09; break; case 561: bar = 1.09; break; case 562: bar = 1.09; break; case 563: bar = 1.08; break; case 564: bar = 1.08; break; case 565: bar = 1.08; break; case 566: bar = 1.07; break; case 567: bar = 1.07; break; case 568: bar = 1.07; break; case 569: bar = 1.07; break; case 570: bar = 1.06; break; case 571: bar = 1.06; break; case 572: bar = 1.06; break; case 573: bar = 1.05; break; case 574: bar = 1.05; break; case 575: bar = 1.05; break; case 576: bar = 1.04; break; case 577: bar = 1.04; break; case 578: bar = 1.04; break; case 579: bar = 1.04; break; case 580: bar = 1.03; break; case 581: bar = 1.03; break; case 582: bar = 1.03; break; case 583: bar = 1.02; break; case 584: bar = 1.02; break; case 585: bar = 1.02; break; case 586: bar = 1.02; break; case 587: bar = 1.01; break; case 588: bar = 1.01; break; case 589: bar = 1.01; break; case 590: bar = 1; break; case 591: bar = 1; break; case 592: bar = 1; break; case 593: bar = 1; break; case 594: bar = 0.99; break; case 595: bar = 0.99; break; case 596: bar = 0.99; break; case 597: bar = 0.98; break; case 598: bar = 0.98; break; case 599: bar = 0.98; break; case 600: bar = 0.98; break; case 601: bar = 0.97; break; case 602: bar = 0.97; break; case 603: bar = 0.97; break; case 604: bar = 0.96; break; case 605: bar = 0.96; break; case 606: bar = 0.96; break; case 607: bar = 0.96; break; case 608: bar = 0.95; break; case 609: bar = 0.95; break; case 610: bar = 0.95; break; case 611: bar = 0.95; break; case 612: bar = 0.94; break; case 613: bar = 0.94; break; case 614: bar = 0.94; break; case 615: bar = 0.94; break; case 616: bar = 0.93; break; case 617: bar = 0.93; break; case 618: bar = 0.93; break; case 619: bar = 0.92; break; case 620: bar = 0.92; break; case 621: bar = 0.92; break; case 622: bar = 0.92; break; case 623: bar = 0.91; break; case 624: bar = 0.91; break; case 625: bar = 0.91; break; case 626: bar = 0.91; break; case 627: bar = 0.9; break; case 628: bar = 0.9; break; case 629: bar = 0.9; break; case 630: bar = 0.9; break; case 631: bar = 0.89; break; case 632: bar = 0.89; break; case 633: bar = 0.89; break; case 634: bar = 0.89; break; case 635: bar = 0.88; break; case 636: bar = 0.88; break; case 637: bar = 0.88; break; case 638: bar = 0.88; break; case 639: bar = 0.87; break; case 640: bar = 0.87; break; case 641: bar = 0.87; break; case 642: bar = 0.87; break; case 643: bar = 0.86; break; case 644: bar = 0.86; break; case 645: bar = 0.86; break; case 646: bar = 0.86; break; case 647: bar = 0.85; break; case 648: bar = 0.85; break; case 649: bar = 0.85; break; case 650: bar = 0.85; break; case 651: bar = 0.84; break; case 652: bar = 0.84; break; case 653: bar = 0.84; break; case 654: bar = 0.84; break; case 655: bar = 0.84; break; case 656: bar = 0.83; break; case 657: bar = 0.83; break; case 658: bar = 0.83; break; case 659: bar = 0.83; break; case 660: bar = 0.82; break; case 661: bar = 0.82; break; case 662: bar = 0.82; break; case 663: bar = 0.82; break; case 664: bar = 0.81; break; case 665: bar = 0.81; break; case 666: bar = 0.81; break; case 667: bar = 0.81; break; case 668: bar = 0.81; break; case 669: bar = 0.8; break; case 670: bar = 0.8; break; case 671: bar = 0.8; break; case 672: bar = 0.8; break; case 673: bar = 0.79; break; case 674: bar = 0.79; break; case 675: bar = 0.79; break; case 676: bar = 0.79; break; case 677: bar = 0.78; break; case 678: bar = 0.78; break; case 679: bar = 0.78; break; case 680: bar = 0.78; break; case 681: bar = 0.78; break; case 682: bar = 0.77; break; case 683: bar = 0.77; break; case 684: bar = 0.77; break; case 685: bar = 0.77; break; case 686: bar = 0.77; break; case 687: bar = 0.76; break; case 688: bar = 0.76; break; case 689: bar = 0.76; break; case 690: bar = 0.76; break; case 691: bar = 0.75; break; case 692: bar = 0.75; break; case 693: bar = 0.75; break; case 694: bar = 0.75; break; case 695: bar = 0.75; break; case 696: bar = 0.74; break; case 697: bar = 0.74; break; case 698: bar = 0.74; break; case 699: bar = 0.74; break; case 700: bar = 0.74; break; case 701: bar = 0.73; break; case 702: bar = 0.73; break; case 703: bar = 0.73; break; case 704: bar = 0.73; break; case 705: bar = 0.72; break; case 706: bar = 0.72; break; case 707: bar = 0.72; break; case 708: bar = 0.72; break; case 709: bar = 0.72; break; case 710: bar = 0.71; break; case 711: bar = 0.71; break; case 712: bar = 0.71; break; case 713: bar = 0.71; break; case 714: bar = 0.71; break; case 715: bar = 0.7; break; case 716: bar = 0.7; break; case 717: bar = 0.7; break; case 718: bar = 0.7; break; case 719: bar = 0.7; break; case 720: bar = 0.69; break; case 721: bar = 0.69; break; case 722: bar = 0.69; break; case 723: bar = 0.69; break; case 724: bar = 0.69; break; case 725: bar = 0.68; break; case 726: bar = 0.68; break; case 727: bar = 0.68; break; case 728: bar = 0.68; break; case 729: bar = 0.68; break; case 730: bar = 0.67; break; case 731: bar = 0.67; break; case 732: bar = 0.67; break; case 733: bar = 0.67; break; case 734: bar = 0.67; break; case 735: bar = 0.67; break; case 736: bar = 0.66; break; case 737: bar = 0.66; break; case 738: bar = 0.66; break; case 739: bar = 0.66; break; case 740: bar = 0.66; break; case 741: bar = 0.65; break; case 742: bar = 0.65; break; case 743: bar = 0.65; break; case 744: bar = 0.65; break; case 745: bar = 0.65; break; case 746: bar = 0.64; break; case 747: bar = 0.64; break; case 748: bar = 0.64; break; case 749: bar = 0.64; break; case 750: bar = 0.64; break; case 751: bar = 0.64; break; case 752: bar = 0.63; break; case 753: bar = 0.63; break; case 754: bar = 0.63; break; case 755: bar = 0.63; break; case 756: bar = 0.63; break; case 757: bar = 0.62; break; case 758: bar = 0.62; break; case 759: bar = 0.62; break; case 760: bar = 0.62; break; case 761: bar = 0.62; break; case 762: bar = 0.61; break; case 763: bar = 0.61; break; case 764: bar = 0.61; break; case 765: bar = 0.61; break; case 766: bar = 0.61; break; case 767: bar = 0.61; break; case 768: bar = 0.6; break; case 769: bar = 0.6; break; case 770: bar = 0.6; break; case 771: bar = 0.6; break; case 772: bar = 0.6; break; case 773: bar = 0.6; break; case 774: bar = 0.59; break; case 775: bar = 0.59; break; case 776: bar = 0.59; break; case 777: bar = 0.59; break; case 778: bar = 0.59; break; case 779: bar = 0.59; break; case 780: bar = 0.58; break; case 781: bar = 0.58; break; case 782: bar = 0.58; break; case 783: bar = 0.58; break; case 784: bar = 0.58; break; case 785: bar = 0.57; break; case 786: bar = 0.57; break; case 787: bar = 0.57; break; case 788: bar = 0.57; break; case 789: bar = 0.57; break; case 790: bar = 0.57; break; case 791: bar = 0.56; break; case 792: bar = 0.56; break; case 793: bar = 0.56; break; case 794: bar = 0.56; break; case 795: bar = 0.56; break; case 796: bar = 0.56; break; case 797: bar = 0.55; break; case 798: bar = 0.55; break; case 799: bar = 0.55; break; case 800: bar = 0.55; break; case 801: bar = 0.55; break; case 802: bar = 0.55; break; case 803: bar = 0.54; break; case 804: bar = 0.54; break; case 805: bar = 0.54; break; case 806: bar = 0.54; break; case 807: bar = 0.54; break; case 808: bar = 0.54; break; case 809: bar = 0.53; break; case 810: bar = 0.53; break; case 811: bar = 0.53; break; case 812: bar = 0.53; break; case 813: bar = 0.53; break; case 814: bar = 0.53; break; case 815: bar = 0.53; break; case 816: bar = 0.52; break; case 817: bar = 0.52; break; case 818: bar = 0.52; break; case 819: bar = 0.52; break; case 820: bar = 0.52; break; case 821: bar = 0.52; break; case 822: bar = 0.51; break; case 823: bar = 0.51; break; case 824: bar = 0.51; break; case 825: bar = 0.51; break; case 826: bar = 0.51; break; case 827: bar = 0.51; break; case 828: bar = 0.5; break; case 829: bar = 0.5; break; case 830: bar = 0.5; break; case 831: bar = 0.5; break; case 832: bar = 0.5; break; case 833: bar = 0.5; break; case 834: bar = 0.5; break; case 835: bar = 0.49; break; case 836: bar = 0.49; break; case 837: bar = 0.49; break; case 838: bar = 0.49; break; case 839: bar = 0.49; break; case 840: bar = 0.49; break; case 841: bar = 0.48; break; case 842: bar = 0.48; break; case 843: bar = 0.48; break; case 844: bar = 0.48; break; case 845: bar = 0.48; break; case 846: bar = 0.48; break; case 847: bar = 0.48; break; case 848: bar = 0.47; break; case 849: bar = 0.47; break; case 850: bar = 0.47; break; case 851: bar = 0.47; break; case 852: bar = 0.47; break; case 853: bar = 0.47; break; case 854: bar = 0.47; break; case 855: bar = 0.46; break; case 856: bar = 0.46; break; case 857: bar = 0.46; break; case 858: bar = 0.46; break; case 859: bar = 0.46; break; case 860: bar = 0.46; break; case 861: bar = 0.46; break; case 862: bar = 0.45; break; case 863: bar = 0.45; break; case 864: bar = 0.45; break; case 865: bar = 0.45; break; case 866: bar = 0.45; break; case 867: bar = 0.45; break; case 868: bar = 0.45; break; case 869: bar = 0.44; break; case 870: bar = 0.44; break; case 871: bar = 0.44; break; case 872: bar = 0.44; break; case 873: bar = 0.44; break; case 874: bar = 0.44; break; case 875: bar = 0.44; break; case 876: bar = 0.43; break; case 877: bar = 0.43; break; case 878: bar = 0.43; break; case 879: bar = 0.43; break; case 880: bar = 0.43; break; case 881: bar = 0.43; break; case 882: bar = 0.43; break; case 883: bar = 0.42; break; case 884: bar = 0.42; break; case 885: bar = 0.42; break; case 886: bar = 0.42; break; case 887: bar = 0.42; break; case 888: bar = 0.42; break; case 889: bar = 0.42; break; case 890: bar = 0.41; break; case 891: bar = 0.41; break; case 892: bar = 0.41; break; case 893: bar = 0.41; break; case 894: bar = 0.41; break; case 895: bar = 0.41; break; case 896: bar = 0.41; break; case 897: bar = 0.41; break; case 898: bar = 0.4; break; case 899: bar = 0.4; break; case 900: bar = 0.4; break; case 901: bar = 0.4; break; case 902: bar = 0.4; break; case 903: bar = 0.4; break; case 904: bar = 0.4; break; case 905: bar = 0.39; break; case 906: bar = 0.39; break; case 907: bar = 0.39; break; case 908: bar = 0.39; break; case 909: bar = 0.39; break; case 910: bar = 0.39; break; case 911: bar = 0.39; break; case 912: bar = 0.39; break; case 913: bar = 0.38; break; case 914: bar = 0.38; break; case 915: bar = 0.38; break; case 916: bar = 0.38; break; case 917: bar = 0.38; break; case 918: bar = 0.38; break; case 919: bar = 0.38; break; case 920: bar = 0.38; break; case 921: bar = 0.37; break; case 922: bar = 0.37; break; case 923: bar = 0.37; break; case 924: bar = 0.37; break; case 925: bar = 0.37; break; case 926: bar = 0.37; break; case 927: bar = 0.37; break; case 928: bar = 0.37; break; case 929: bar = 0.36; break; case 930: bar = 0.36; break; case 931: bar = 0.36; break; case 932: bar = 0.36; break; case 933: bar = 0.36; break; case 934: bar = 0.36; break; case 935: bar = 0.36; break; case 936: bar = 0.36; break; case 937: bar = 0.35; break; case 938: bar = 0.35; break; case 939: bar = 0.35; break; case 940: bar = 0.35; break; case 941: bar = 0.35; break; case 942: bar = 0.35; break; case 943: bar = 0.35; break; case 944: bar = 0.35; break; case 945: bar = 0.34; break; case 946: bar = 0.34; break; case 947: bar = 0.34; break; case 948: bar = 0.34; break; case 949: bar = 0.34; break; case 950: bar = 0.34; break; case 951: bar = 0.34; break; case 952: bar = 0.34; break; case 953: bar = 0.33; break; case 954: bar = 0.33; break; case 955: bar = 0.33; break; case 956: bar = 0.33; break; case 957: bar = 0.33; break; case 958: bar = 0.33; break; case 959: bar = 0.33; break; case 960: bar = 0.33; break; case 961: bar = 0.32; break; case 962: bar = 0.32; break; case 963: bar = 0.32; break; case 964: bar = 0.32; break; case 965: bar = 0.32; break; case 966: bar = 0.32; break; case 967: bar = 0.32; break; case 968: bar = 0.32; break; case 969: bar = 0.32; break; case 970: bar = 0.31; break; case 971: bar = 0.31; break; case 972: bar = 0.31; break; case 973: bar = 0.31; break; case 974: bar = 0.31; break; case 975: bar = 0.31; break; case 976: bar = 0.31; break; case 977: bar = 0.31; break; case 978: bar = 0.3; break; case 979: bar = 0.3; break; case 980: bar = 0.3; break; case 981: bar = 0.3; break; case 982: bar = 0.3; break; case 983: bar = 0.3; break; case 984: bar = 0.3; break; case 985: bar = 0.3; break; case 986: bar = 0.3; break; case 987: bar = 0.29; break; case 988: bar = 0.29; break; case 989: bar = 0.29; break; case 990: bar = 0.29; break; case 991: bar = 0.29; break; case 992: bar = 0.29; break; case 993: bar = 0.29; break; case 994: bar = 0.29; break; case 995: bar = 0.29; break; case 996: bar = 0.28; break; case 997: bar = 0.28; break; case 998: bar = 0.28; break; case 999: bar = 0.28; break; case 1000: bar = 0.28; break; case 1001: bar = 0.28; break; case 1002: bar = 0.28; break; case 1003: bar = 0.28; break; case 1004: bar = 0.28; break; case 1005: bar = 0.27; break; case 1006: bar = 0.27; break; case 1007: bar = 0.27; break; case 1008: bar = 0.27; break; case 1009: bar = 0.27; break; case 1010: bar = 0.27; break; case 1011: bar = 0.27; break; case 1012: bar = 0.27; break; case 1013: bar = 0.27; break; case 1014: bar = 0.26; break; case 1015: bar = 0.26; break; case 1016: bar = 0.26; break; case 1017: bar = 0.26; break; case 1018: bar = 0.26; break; case 1019: bar = 0.26; break; case 1020: bar = 0.26; break; case 1021: bar = 0.26; break; case 1022: bar = 0.26; break; case 1023: bar = 0.26; break; case 1024: bar = 0.25; break;
case 106: bar = 7.14; break; | case 106: bar = 7.14; break; case 107: bar = 7.08; break; case 108: bar = 7.02; break; case 109: bar = 6.96; break; case 110: bar = 6.9; break; case 111: bar = 6.85; break; case 112: bar = 6.79; break; case 113: bar = 6.74; break; case 114: bar = 6.68; break; case 115: bar = 6.63; break; case 116: bar = 6.57; break; case 117: bar = 6.52; break; case 118: bar = 6.47; break; case 119: bar = 6.42; break; case 120: bar = 6.37; break; case 121: bar = 6.32; break; case 122: bar = 6.27; break; case 123: bar = 6.23; break; case 124: bar = 6.18; break; case 125: bar = 6.13; break; case 126: bar = 6.09; break; case 127: bar = 6.04; break; case 128: bar = 6; break; case 129: bar = 5.95; break; case 130: bar = 5.91; break; case 131: bar = 5.87; break; case 132: bar = 5.83; break; case 133: bar = 5.79; break; case 134: bar = 5.75; break; case 135: bar = 5.71; break; case 136: bar = 5.67; break; case 137: bar = 5.63; break; case 138: bar = 5.59; break; case 139: bar = 5.55; break; case 140: bar = 5.51; break; case 141: bar = 5.47; break; case 142: bar = 5.44; break; case 143: bar = 5.4; break; case 144: bar = 5.37; break; case 145: bar = 5.33; break; case 146: bar = 5.3; break; case 147: bar = 5.26; break; case 148: bar = 5.23; break; case 149: bar = 5.19; break; case 150: bar = 5.16; break; case 151: bar = 5.13; break; case 152: bar = 5.09; break; case 153: bar = 5.06; break; case 154: bar = 5.03; break; case 155: bar = 5; break; case 156: bar = 4.97; break; case 157: bar = 4.94; break; case 158: bar = 4.91; break; case 159: bar = 4.88; break; case 160: bar = 4.85; break; case 161: bar = 4.82; break; case 162: bar = 4.79; break; case 163: bar = 4.76; break; case 164: bar = 4.73; break; case 165: bar = 4.7; break; case 166: bar = 4.68; break; case 167: bar = 4.65; break; case 168: bar = 4.62; break; case 169: bar = 4.59; break; case 170: bar = 4.57; break; case 171: bar = 4.54; break; case 172: bar = 4.52; break; case 173: bar = 4.49; break; case 174: bar = 4.46; break; case 175: bar = 4.44; break; case 176: bar = 4.41; break; case 177: bar = 4.39; break; case 178: bar = 4.36; break; case 179: bar = 4.34; break; case 180: bar = 4.32; break; case 181: bar = 4.29; break; case 182: bar = 4.27; break; case 183: bar = 4.25; break; case 184: bar = 4.22; break; case 185: bar = 4.2; break; case 186: bar = 4.18; break; case 187: bar = 4.15; break; case 188: bar = 4.13; break; case 189: bar = 4.11; break; case 190: bar = 4.09; break; case 191: bar = 4.07; break; case 192: bar = 4.05; break; case 193: bar = 4.02; break; case 194: bar = 4; break; case 195: bar = 3.98; break; case 196: bar = 3.96; break; case 197: bar = 3.94; break; case 198: bar = 3.92; break; case 199: bar = 3.9; break; case 200: bar = 3.88; break; case 201: bar = 3.86; break; case 202: bar = 3.84; break; case 203: bar = 3.82; break; case 204: bar = 3.8; break; case 205: bar = 3.78; break; case 206: bar = 3.77; break; case 207: bar = 3.75; break; case 208: bar = 3.73; break; case 209: bar = 3.71; break; case 210: bar = 3.69; break; case 211: bar = 3.67; break; case 212: bar = 3.66; break; case 213: bar = 3.64; break; case 214: bar = 3.62; break; case 215: bar = 3.6; break; case 216: bar = 3.59; break; case 217: bar = 3.57; break; case 218: bar = 3.55; break; case 219: bar = 3.53; break; case 220: bar = 3.52; break; case 221: bar = 3.5; break; case 222: bar = 3.48; break; case 223: bar = 3.47; break; case 224: bar = 3.45; break; case 225: bar = 3.44; break; case 226: bar = 3.42; break; case 227: bar = 3.4; break; case 228: bar = 3.39; break; case 229: bar = 3.37; break; case 230: bar = 3.36; break; case 231: bar = 3.34; break; case 232: bar = 3.33; break; case 233: bar = 3.31; break; case 234: bar = 3.3; break; case 235: bar = 3.28; break; case 236: bar = 3.27; break; case 237: bar = 3.25; break; case 238: bar = 3.24; break; case 239: bar = 3.22; break; case 240: bar = 3.21; break; case 241: bar = 3.19; break; case 242: bar = 3.18; break; case 243: bar = 3.17; break; case 244: bar = 3.15; break; case 245: bar = 3.14; break; case 246: bar = 3.12; break; case 247: bar = 3.11; break; case 248: bar = 3.1; break; case 249: bar = 3.08; break; case 250: bar = 3.07; break; case 251: bar = 3.06; break; case 252: bar = 3.04; break; case 253: bar = 3.03; break; case 254: bar = 3.02; break; case 255: bar = 3.01; break; case 256: bar = 2.99; break; case 257: bar = 2.98; break; case 258: bar = 2.97; break; case 259: bar = 2.96; break; case 260: bar = 2.94; break; case 261: bar = 2.93; break; case 262: bar = 2.92; break; case 263: bar = 2.91; break; case 264: bar = 2.89; break; case 265: bar = 2.88; break; case 266: bar = 2.87; break; case 267: bar = 2.86; break; case 268: bar = 2.85; break; case 269: bar = 2.83; break; case 270: bar = 2.82; break; case 271: bar = 2.81; break; case 272: bar = 2.8; break; case 273: bar = 2.79; break; case 274: bar = 2.78; break; case 275: bar = 2.77; break; case 276: bar = 2.76; break; case 277: bar = 2.74; break; case 278: bar = 2.73; break; case 279: bar = 2.72; break; case 280: bar = 2.71; break; case 281: bar = 2.7; break; case 282: bar = 2.69; break; case 283: bar = 2.68; break; case 284: bar = 2.67; break; case 285: bar = 2.66; break; case 286: bar = 2.65; break; case 287: bar = 2.64; break; case 288: bar = 2.63; break; case 289: bar = 2.62; break; case 290: bar = 2.61; break; case 291: bar = 2.6; break; case 292: bar = 2.59; break; case 293: bar = 2.58; break; case 294: bar = 2.57; break; case 295: bar = 2.56; break; case 296: bar = 2.55; break; case 297: bar = 2.54; break; case 298: bar = 2.53; break; case 299: bar = 2.52; break; case 300: bar = 2.51; break; case 301: bar = 2.5; break; case 302: bar = 2.49; break; case 303: bar = 2.48; break; case 304: bar = 2.47; break; case 305: bar = 2.46; break; case 306: bar = 2.45; break; case 307: bar = 2.44; break; case 308: bar = 2.43; break; case 309: bar = 2.42; break; case 310: bar = 2.41; break; case 311: bar = 2.41; break; case 312: bar = 2.4; break; case 313: bar = 2.39; break; case 314: bar = 2.38; break; case 315: bar = 2.37; break; case 316: bar = 2.36; break; case 317: bar = 2.35; break; case 318: bar = 2.34; break; case 319: bar = 2.34; break; case 320: bar = 2.33; break; case 321: bar = 2.32; break; case 322: bar = 2.31; break; case 323: bar = 2.3; break; case 324: bar = 2.29; break; case 325: bar = 2.28; break; case 326: bar = 2.28; break; case 327: bar = 2.27; break; case 328: bar = 2.26; break; case 329: bar = 2.25; break; case 330: bar = 2.24; break; case 331: bar = 2.24; break; case 332: bar = 2.23; break; case 333: bar = 2.22; break; case 334: bar = 2.21; break; case 335: bar = 2.2; break; case 336: bar = 2.2; break; case 337: bar = 2.19; break; case 338: bar = 2.18; break; case 339: bar = 2.17; break; case 340: bar = 2.17; break; case 341: bar = 2.16; break; case 342: bar = 2.15; break; case 343: bar = 2.14; break; case 344: bar = 2.13; break; case 345: bar = 2.13; break; case 346: bar = 2.12; break; case 347: bar = 2.11; break; case 348: bar = 2.11; break; case 349: bar = 2.1; break; case 350: bar = 2.09; break; case 351: bar = 2.08; break; case 352: bar = 2.08; break; case 353: bar = 2.07; break; case 354: bar = 2.06; break; case 355: bar = 2.05; break; case 356: bar = 2.05; break; case 357: bar = 2.04; break; case 358: bar = 2.03; break; case 359: bar = 2.03; break; case 360: bar = 2.02; break; case 361: bar = 2.01; break; case 362: bar = 2.01; break; case 363: bar = 2; break; case 364: bar = 1.99; break; case 365: bar = 1.99; break; case 366: bar = 1.98; break; case 367: bar = 1.97; break; case 368: bar = 1.97; break; case 369: bar = 1.96; break; case 370: bar = 1.95; break; case 371: bar = 1.95; break; case 372: bar = 1.94; break; case 373: bar = 1.93; break; case 374: bar = 1.93; break; case 375: bar = 1.92; break; case 376: bar = 1.91; break; case 377: bar = 1.91; break; case 378: bar = 1.9; break; case 379: bar = 1.89; break; case 380: bar = 1.89; break; case 381: bar = 1.88; break; case 382: bar = 1.88; break; case 383: bar = 1.87; break; case 384: bar = 1.86; break; case 385: bar = 1.86; break; case 386: bar = 1.85; break; case 387: bar = 1.85; break; case 388: bar = 1.84; break; case 389: bar = 1.83; break; case 390: bar = 1.83; break; case 391: bar = 1.82; break; case 392: bar = 1.82; break; case 393: bar = 1.81; break; case 394: bar = 1.8; break; case 395: bar = 1.8; break; case 396: bar = 1.79; break; case 397: bar = 1.79; break; case 398: bar = 1.78; break; case 399: bar = 1.77; break; case 400: bar = 1.77; break; case 401: bar = 1.76; break; case 402: bar = 1.76; break; case 403: bar = 1.75; break; case 404: bar = 1.75; break; case 405: bar = 1.74; break; case 406: bar = 1.73; break; case 407: bar = 1.73; break; case 408: bar = 1.72; break; case 409: bar = 1.72; break; case 410: bar = 1.71; break; case 411: bar = 1.71; break; case 412: bar = 1.7; break; case 413: bar = 1.7; break; case 414: bar = 1.69; break; case 415: bar = 1.69; break; case 416: bar = 1.68; break; case 417: bar = 1.67; break; case 418: bar = 1.67; break; case 419: bar = 1.66; break; case 420: bar = 1.66; break; case 421: bar = 1.65; break; case 422: bar = 1.65; break; case 423: bar = 1.64; break; case 424: bar = 1.64; break; case 425: bar = 1.63; break; case 426: bar = 1.63; break; case 427: bar = 1.62; break; case 428: bar = 1.62; break; case 429: bar = 1.61; break; case 430: bar = 1.61; break; case 431: bar = 1.6; break; case 432: bar = 1.6; break; case 433: bar = 1.59; break; case 434: bar = 1.59; break; case 435: bar = 1.58; break; case 436: bar = 1.58; break; case 437: bar = 1.57; break; case 438: bar = 1.57; break; case 439: bar = 1.56; break; case 440: bar = 1.56; break; case 441: bar = 1.55; break; case 442: bar = 1.55; break; case 443: bar = 1.54; break; case 444: bar = 1.54; break; case 445: bar = 1.53; break; case 446: bar = 1.53; break; case 447: bar = 1.53; break; case 448: bar = 1.52; break; case 449: bar = 1.52; break; case 450: bar = 1.51; break; case 451: bar = 1.51; break; case 452: bar = 1.5; break; case 453: bar = 1.5; break; case 454: bar = 1.49; break; case 455: bar = 1.49; break; case 456: bar = 1.48; break; case 457: bar = 1.48; break; case 458: bar = 1.47; break; case 459: bar = 1.47; break; case 460: bar = 1.47; break; case 461: bar = 1.46; break; case 462: bar = 1.46; break; case 463: bar = 1.45; break; case 464: bar = 1.45; break; case 465: bar = 1.44; break; case 466: bar = 1.44; break; case 467: bar = 1.44; break; case 468: bar = 1.43; break; case 469: bar = 1.43; break; case 470: bar = 1.42; break; case 471: bar = 1.42; break; case 472: bar = 1.41; break; case 473: bar = 1.41; break; case 474: bar = 1.41; break; case 475: bar = 1.4; break; case 476: bar = 1.4; break; case 477: bar = 1.39; break; case 478: bar = 1.39; break; case 479: bar = 1.38; break; case 480: bar = 1.38; break; case 481: bar = 1.38; break; case 482: bar = 1.37; break; case 483: bar = 1.37; break; case 484: bar = 1.36; break; case 485: bar = 1.36; break; case 486: bar = 1.36; break; case 487: bar = 1.35; break; case 488: bar = 1.35; break; case 489: bar = 1.34; break; case 490: bar = 1.34; break; case 491: bar = 1.34; break; case 492: bar = 1.33; break; case 493: bar = 1.33; break; case 494: bar = 1.32; break; case 495: bar = 1.32; break; case 496: bar = 1.32; break; case 497: bar = 1.31; break; case 498: bar = 1.31; break; case 499: bar = 1.3; break; case 500: bar = 1.3; break; case 501: bar = 1.3; break; case 502: bar = 1.29; break; case 503: bar = 1.29; break; case 504: bar = 1.29; break; case 505: bar = 1.28; break; case 506: bar = 1.28; break; case 507: bar = 1.27; break; case 508: bar = 1.27; break; case 509: bar = 1.27; break; case 510: bar = 1.26; break; case 511: bar = 1.26; break; case 512: bar = 1.26; break; case 513: bar = 1.25; break; case 514: bar = 1.25; break; case 515: bar = 1.24; break; case 516: bar = 1.24; break; case 517: bar = 1.24; break; case 518: bar = 1.23; break; case 519: bar = 1.23; break; case 520: bar = 1.23; break; case 521: bar = 1.22; break; case 522: bar = 1.22; break; case 523: bar = 1.22; break; case 524: bar = 1.21; break; case 525: bar = 1.21; break; case 526: bar = 1.21; break; case 527: bar = 1.2; break; case 528: bar = 1.2; break; case 529: bar = 1.2; break; case 530: bar = 1.19; break; case 531: bar = 1.19; break; case 532: bar = 1.18; break; case 533: bar = 1.18; break; case 534: bar = 1.18; break; case 535: bar = 1.17; break; case 536: bar = 1.17; break; case 537: bar = 1.17; break; case 538: bar = 1.16; break; case 539: bar = 1.16; break; case 540: bar = 1.16; break; case 541: bar = 1.15; break; case 542: bar = 1.15; break; case 543: bar = 1.15; break; case 544: bar = 1.14; break; case 545: bar = 1.14; break; case 546: bar = 1.14; break; case 547: bar = 1.13; break; case 548: bar = 1.13; break; case 549: bar = 1.13; break; case 550: bar = 1.12; break; case 551: bar = 1.12; break; case 552: bar = 1.12; break; case 553: bar = 1.12; break; case 554: bar = 1.11; break; case 555: bar = 1.11; break; case 556: bar = 1.11; break; case 557: bar = 1.1; break; case 558: bar = 1.1; break; case 559: bar = 1.1; break; case 560: bar = 1.09; break; case 561: bar = 1.09; break; case 562: bar = 1.09; break; case 563: bar = 1.08; break; case 564: bar = 1.08; break; case 565: bar = 1.08; break; case 566: bar = 1.07; break; case 567: bar = 1.07; break; case 568: bar = 1.07; break; case 569: bar = 1.07; break; case 570: bar = 1.06; break; case 571: bar = 1.06; break; case 572: bar = 1.06; break; case 573: bar = 1.05; break; case 574: bar = 1.05; break; case 575: bar = 1.05; break; case 576: bar = 1.04; break; case 577: bar = 1.04; break; case 578: bar = 1.04; break; case 579: bar = 1.04; break; case 580: bar = 1.03; break; case 581: bar = 1.03; break; case 582: bar = 1.03; break; case 583: bar = 1.02; break; case 584: bar = 1.02; break; case 585: bar = 1.02; break; case 586: bar = 1.02; break; case 587: bar = 1.01; break; case 588: bar = 1.01; break; case 589: bar = 1.01; break; case 590: bar = 1; break; case 591: bar = 1; break; case 592: bar = 1; break; case 593: bar = 1; break; case 594: bar = 0.99; break; case 595: bar = 0.99; break; case 596: bar = 0.99; break; case 597: bar = 0.98; break; case 598: bar = 0.98; break; case 599: bar = 0.98; break; case 600: bar = 0.98; break; case 601: bar = 0.97; break; case 602: bar = 0.97; break; case 603: bar = 0.97; break; case 604: bar = 0.96; break; case 605: bar = 0.96; break; case 606: bar = 0.96; break; case 607: bar = 0.96; break; case 608: bar = 0.95; break; case 609: bar = 0.95; break; case 610: bar = 0.95; break; case 611: bar = 0.95; break; case 612: bar = 0.94; break; case 613: bar = 0.94; break; case 614: bar = 0.94; break; case 615: bar = 0.94; break; case 616: bar = 0.93; break; case 617: bar = 0.93; break; case 618: bar = 0.93; break; case 619: bar = 0.92; break; case 620: bar = 0.92; break; case 621: bar = 0.92; break; case 622: bar = 0.92; break; case 623: bar = 0.91; break; case 624: bar = 0.91; break; case 625: bar = 0.91; break; case 626: bar = 0.91; break; case 627: bar = 0.9; break; case 628: bar = 0.9; break; case 629: bar = 0.9; break; case 630: bar = 0.9; break; case 631: bar = 0.89; break; case 632: bar = 0.89; break; case 633: bar = 0.89; break; case 634: bar = 0.89; break; case 635: bar = 0.88; break; case 636: bar = 0.88; break; case 637: bar = 0.88; break; case 638: bar = 0.88; break; case 639: bar = 0.87; break; case 640: bar = 0.87; break; case 641: bar = 0.87; break; case 642: bar = 0.87; break; case 643: bar = 0.86; break; case 644: bar = 0.86; break; case 645: bar = 0.86; break; case 646: bar = 0.86; break; case 647: bar = 0.85; break; case 648: bar = 0.85; break; case 649: bar = 0.85; break; case 650: bar = 0.85; break; case 651: bar = 0.84; break; case 652: bar = 0.84; break; case 653: bar = 0.84; break; case 654: bar = 0.84; break; case 655: bar = 0.84; break; case 656: bar = 0.83; break; case 657: bar = 0.83; break; case 658: bar = 0.83; break; case 659: bar = 0.83; break; case 660: bar = 0.82; break; case 661: bar = 0.82; break; case 662: bar = 0.82; break; case 663: bar = 0.82; break; case 664: bar = 0.81; break; case 665: bar = 0.81; break; case 666: bar = 0.81; break; case 667: bar = 0.81; break; case 668: bar = 0.81; break; case 669: bar = 0.8; break; case 670: bar = 0.8; break; case 671: bar = 0.8; break; case 672: bar = 0.8; break; case 673: bar = 0.79; break; case 674: bar = 0.79; break; case 675: bar = 0.79; break; case 676: bar = 0.79; break; case 677: bar = 0.78; break; case 678: bar = 0.78; break; case 679: bar = 0.78; break; case 680: bar = 0.78; break; case 681: bar = 0.78; break; case 682: bar = 0.77; break; case 683: bar = 0.77; break; case 684: bar = 0.77; break; case 685: bar = 0.77; break; case 686: bar = 0.77; break; case 687: bar = 0.76; break; case 688: bar = 0.76; break; case 689: bar = 0.76; break; case 690: bar = 0.76; break; case 691: bar = 0.75; break; case 692: bar = 0.75; break; case 693: bar = 0.75; break; case 694: bar = 0.75; break; case 695: bar = 0.75; break; case 696: bar = 0.74; break; case 697: bar = 0.74; break; case 698: bar = 0.74; break; case 699: bar = 0.74; break; case 700: bar = 0.74; break; case 701: bar = 0.73; break; case 702: bar = 0.73; break; case 703: bar = 0.73; break; case 704: bar = 0.73; break; case 705: bar = 0.72; break; case 706: bar = 0.72; break; case 707: bar = 0.72; break; case 708: bar = 0.72; break; case 709: bar = 0.72; break; case 710: bar = 0.71; break; case 711: bar = 0.71; break; case 712: bar = 0.71; break; case 713: bar = 0.71; break; case 714: bar = 0.71; break; case 715: bar = 0.7; break; case 716: bar = 0.7; break; case 717: bar = 0.7; break; case 718: bar = 0.7; break; case 719: bar = 0.7; break; case 720: bar = 0.69; break; case 721: bar = 0.69; break; case 722: bar = 0.69; break; case 723: bar = 0.69; break; case 724: bar = 0.69; break; case 725: bar = 0.68; break; case 726: bar = 0.68; break; case 727: bar = 0.68; break; case 728: bar = 0.68; break; case 729: bar = 0.68; break; case 730: bar = 0.67; break; case 731: bar = 0.67; break; case 732: bar = 0.67; break; case 733: bar = 0.67; break; case 734: bar = 0.67; break; case 735: bar = 0.67; break; case 736: bar = 0.66; break; case 737: bar = 0.66; break; case 738: bar = 0.66; break; case 739: bar = 0.66; break; case 740: bar = 0.66; break; case 741: bar = 0.65; break; case 742: bar = 0.65; break; case 743: bar = 0.65; break; case 744: bar = 0.65; break; case 745: bar = 0.65; break; case 746: bar = 0.64; break; case 747: bar = 0.64; break; case 748: bar = 0.64; break; case 749: bar = 0.64; break; case 750: bar = 0.64; break; case 751: bar = 0.64; break; case 752: bar = 0.63; break; case 753: bar = 0.63; break; case 754: bar = 0.63; break; case 755: bar = 0.63; break; case 756: bar = 0.63; break; case 757: bar = 0.62; break; case 758: bar = 0.62; break; case 759: bar = 0.62; break; case 760: bar = 0.62; break; case 761: bar = 0.62; break; case 762: bar = 0.61; break; case 763: bar = 0.61; break; case 764: bar = 0.61; break; case 765: bar = 0.61; break; case 766: bar = 0.61; break; case 767: bar = 0.61; break; case 768: bar = 0.6; break; case 769: bar = 0.6; break; case 770: bar = 0.6; break; case 771: bar = 0.6; break; case 772: bar = 0.6; break; case 773: bar = 0.6; break; case 774: bar = 0.59; break; case 775: bar = 0.59; break; case 776: bar = 0.59; break; case 777: bar = 0.59; break; case 778: bar = 0.59; break; case 779: bar = 0.59; break; case 780: bar = 0.58; break; case 781: bar = 0.58; break; case 782: bar = 0.58; break; case 783: bar = 0.58; break; case 784: bar = 0.58; break; case 785: bar = 0.57; break; case 786: bar = 0.57; break; case 787: bar = 0.57; break; case 788: bar = 0.57; break; case 789: bar = 0.57; break; case 790: bar = 0.57; break; case 791: bar = 0.56; break; case 792: bar = 0.56; break; case 793: bar = 0.56; break; case 794: bar = 0.56; break; case 795: bar = 0.56; break; case 796: bar = 0.56; break; case 797: bar = 0.55; break; case 798: bar = 0.55; break; case 799: bar = 0.55; break; case 800: bar = 0.55; break; case 801: bar = 0.55; break; case 802: bar = 0.55; break; case 803: bar = 0.54; break; case 804: bar = 0.54; break; case 805: bar = 0.54; break; case 806: bar = 0.54; break; case 807: bar = 0.54; break; case 808: bar = 0.54; break; case 809: bar = 0.53; break; case 810: bar = 0.53; break; case 811: bar = 0.53; break; case 812: bar = 0.53; break; case 813: bar = 0.53; break; case 814: bar = 0.53; break; case 815: bar = 0.53; break; case 816: bar = 0.52; break; case 817: bar = 0.52; break; case 818: bar = 0.52; break; case 819: bar = 0.52; break; case 820: bar = 0.52; break; case 821: bar = 0.52; break; case 822: bar = 0.51; break; case 823: bar = 0.51; break; case 824: bar = 0.51; break; case 825: bar = 0.51; break; case 826: bar = 0.51; break; case 827: bar = 0.51; break; case 828: bar = 0.5; break; case 829: bar = 0.5; break; case 830: bar = 0.5; break; case 831: bar = 0.5; break; case 832: bar = 0.5; break; case 833: bar = 0.5; break; case 834: bar = 0.5; break; case 835: bar = 0.49; break; case 836: bar = 0.49; break; case 837: bar = 0.49; break; case 838: bar = 0.49; break; case 839: bar = 0.49; break; case 840: bar = 0.49; break; case 841: bar = 0.48; break; case 842: bar = 0.48; break; case 843: bar = 0.48; break; case 844: bar = 0.48; break; case 845: bar = 0.48; break; case 846: bar = 0.48; break; case 847: bar = 0.48; break; case 848: bar = 0.47; break; case 849: bar = 0.47; break; case 850: bar = 0.47; break; case 851: bar = 0.47; break; case 852: bar = 0.47; break; case 853: bar = 0.47; break; case 854: bar = 0.47; break; case 855: bar = 0.46; break; case 856: bar = 0.46; break; case 857: bar = 0.46; break; case 858: bar = 0.46; break; case 859: bar = 0.46; break; case 860: bar = 0.46; break; case 861: bar = 0.46; break; case 862: bar = 0.45; break; case 863: bar = 0.45; break; case 864: bar = 0.45; break; case 865: bar = 0.45; break; case 866: bar = 0.45; break; case 867: bar = 0.45; break; case 868: bar = 0.45; break; case 869: bar = 0.44; break; case 870: bar = 0.44; break; case 871: bar = 0.44; break; case 872: bar = 0.44; break; case 873: bar = 0.44; break; case 874: bar = 0.44; break; case 875: bar = 0.44; break; case 876: bar = 0.43; break; case 877: bar = 0.43; break; case 878: bar = 0.43; break; case 879: bar = 0.43; break; case 880: bar = 0.43; break; case 881: bar = 0.43; break; case 882: bar = 0.43; break; case 883: bar = 0.42; break; case 884: bar = 0.42; break; case 885: bar = 0.42; break; case 886: bar = 0.42; break; case 887: bar = 0.42; break; case 888: bar = 0.42; break; case 889: bar = 0.42; break; case 890: bar = 0.41; break; case 891: bar = 0.41; break; case 892: bar = 0.41; break; case 893: bar = 0.41; break; case 894: bar = 0.41; break; case 895: bar = 0.41; break; case 896: bar = 0.41; break; case 897: bar = 0.41; break; case 898: bar = 0.4; break; case 899: bar = 0.4; break; case 900: bar = 0.4; break; case 901: bar = 0.4; break; case 902: bar = 0.4; break; case 903: bar = 0.4; break; case 904: bar = 0.4; break; case 905: bar = 0.39; break; case 906: bar = 0.39; break; case 907: bar = 0.39; break; case 908: bar = 0.39; break; case 909: bar = 0.39; break; case 910: bar = 0.39; break; case 911: bar = 0.39; break; case 912: bar = 0.39; break; case 913: bar = 0.38; break; case 914: bar = 0.38; break; case 915: bar = 0.38; break; case 916: bar = 0.38; break; case 917: bar = 0.38; break; case 918: bar = 0.38; break; case 919: bar = 0.38; break; case 920: bar = 0.38; break; case 921: bar = 0.37; break; case 922: bar = 0.37; break; case 923: bar = 0.37; break; case 924: bar = 0.37; break; case 925: bar = 0.37; break; case 926: bar = 0.37; break; case 927: bar = 0.37; break; case 928: bar = 0.37; break; case 929: bar = 0.36; break; case 930: bar = 0.36; break; case 931: bar = 0.36; break; case 932: bar = 0.36; break; case 933: bar = 0.36; break; case 934: bar = 0.36; break; case 935: bar = 0.36; break; case 936: bar = 0.36; break; case 937: bar = 0.35; break; case 938: bar = 0.35; break; case 939: bar = 0.35; break; case 940: bar = 0.35; break; case 941: bar = 0.35; break; case 942: bar = 0.35; break; case 943: bar = 0.35; break; case 944: bar = 0.35; break; case 945: bar = 0.34; break; case 946: bar = 0.34; break; case 947: bar = 0.34; break; case 948: bar = 0.34; break; case 949: bar = 0.34; break; case 950: bar = 0.34; break; case 951: bar = 0.34; break; case 952: bar = 0.34; break; case 953: bar = 0.33; break; case 954: bar = 0.33; break; case 955: bar = 0.33; break; case 956: bar = 0.33; break; case 957: bar = 0.33; break; case 958: bar = 0.33; break; case 959: bar = 0.33; break; case 960: bar = 0.33; break; case 961: bar = 0.32; break; case 962: bar = 0.32; break; case 963: bar = 0.32; break; case 964: bar = 0.32; break; case 965: bar = 0.32; break; case 966: bar = 0.32; break; case 967: bar = 0.32; break; case 968: bar = 0.32; break; case 969: bar = 0.32; break; case 970: bar = 0.31; break; case 971: bar = 0.31; break; case 972: bar = 0.31; break; case 973: bar = 0.31; break; case 974: bar = 0.31; break; case 975: bar = 0.31; break; case 976: bar = 0.31; break; case 977: bar = 0.31; break; case 978: bar = 0.3; break; case 979: bar = 0.3; break; case 980: bar = 0.3; break; case 981: bar = 0.3; break; case 982: bar = 0.3; break; case 983: bar = 0.3; break; case 984: bar = 0.3; break; case 985: bar = 0.3; break; case 986: bar = 0.3; break; case 987: bar = 0.29; break; case 988: bar = 0.29; break; case 989: bar = 0.29; break; case 990: bar = 0.29; break; case 991: bar = 0.29; break; case 992: bar = 0.29; break; case 993: bar = 0.29; break; case 994: bar = 0.29; break; case 995: bar = 0.29; break; case 996: bar = 0.28; break; case 997: bar = 0.28; break; case 998: bar = 0.28; break; case 999: bar = 0.28; break; case 1000: bar = 0.28; break; case 1001: bar = 0.28; break; case 1002: bar = 0.28; break; case 1003: bar = 0.28; break; case 1004: bar = 0.28; break; case 1005: bar = 0.27; break; case 1006: bar = 0.27; break; case 1007: bar = 0.27; break; case 1008: bar = 0.27; break; case 1009: bar = 0.27; break; case 1010: bar = 0.27; break; case 1011: bar = 0.27; break; case 1012: bar = 0.27; break; case 1013: bar = 0.27; break; case 1014: bar = 0.26; break; case 1015: bar = 0.26; break; case 1016: bar = 0.26; break; case 1017: bar = 0.26; break; case 1018: bar = 0.26; break; case 1019: bar = 0.26; break; case 1020: bar = 0.26; break; case 1021: bar = 0.26; break; case 1022: bar = 0.26; break; case 1023: bar = 0.26; break; case 1024: bar = 0.25; break;
case 107: bar = 7.08; break; | case 107: bar = 7.08; break; case 108: bar = 7.02; break; case 109: bar = 6.96; break; case 110: bar = 6.9; break; case 111: bar = 6.85; break; case 112: bar = 6.79; break; case 113: bar = 6.74; break; case 114: bar = 6.68; break; case 115: bar = 6.63; break; case 116: bar = 6.57; break; case 117: bar = 6.52; break; case 118: bar = 6.47; break; case 119: bar = 6.42; break; case 120: bar = 6.37; break; case 121: bar = 6.32; break; case 122: bar = 6.27; break; case 123: bar = 6.23; break; case 124: bar = 6.18; break; case 125: bar = 6.13; break; case 126: bar = 6.09; break; case 127: bar = 6.04; break; case 128: bar = 6; break; case 129: bar = 5.95; break; case 130: bar = 5.91; break; case 131: bar = 5.87; break; case 132: bar = 5.83; break; case 133: bar = 5.79; break; case 134: bar = 5.75; break; case 135: bar = 5.71; break; case 136: bar = 5.67; break; case 137: bar = 5.63; break; case 138: bar = 5.59; break; case 139: bar = 5.55; break; case 140: bar = 5.51; break; case 141: bar = 5.47; break; case 142: bar = 5.44; break; case 143: bar = 5.4; break; case 144: bar = 5.37; break; case 145: bar = 5.33; break; case 146: bar = 5.3; break; case 147: bar = 5.26; break; case 148: bar = 5.23; break; case 149: bar = 5.19; break; case 150: bar = 5.16; break; case 151: bar = 5.13; break; case 152: bar = 5.09; break; case 153: bar = 5.06; break; case 154: bar = 5.03; break; case 155: bar = 5; break; case 156: bar = 4.97; break; case 157: bar = 4.94; break; case 158: bar = 4.91; break; case 159: bar = 4.88; break; case 160: bar = 4.85; break; case 161: bar = 4.82; break; case 162: bar = 4.79; break; case 163: bar = 4.76; break; case 164: bar = 4.73; break; case 165: bar = 4.7; break; case 166: bar = 4.68; break; case 167: bar = 4.65; break; case 168: bar = 4.62; break; case 169: bar = 4.59; break; case 170: bar = 4.57; break; case 171: bar = 4.54; break; case 172: bar = 4.52; break; case 173: bar = 4.49; break; case 174: bar = 4.46; break; case 175: bar = 4.44; break; case 176: bar = 4.41; break; case 177: bar = 4.39; break; case 178: bar = 4.36; break; case 179: bar = 4.34; break; case 180: bar = 4.32; break; case 181: bar = 4.29; break; case 182: bar = 4.27; break; case 183: bar = 4.25; break; case 184: bar = 4.22; break; case 185: bar = 4.2; break; case 186: bar = 4.18; break; case 187: bar = 4.15; break; case 188: bar = 4.13; break; case 189: bar = 4.11; break; case 190: bar = 4.09; break; case 191: bar = 4.07; break; case 192: bar = 4.05; break; case 193: bar = 4.02; break; case 194: bar = 4; break; case 195: bar = 3.98; break; case 196: bar = 3.96; break; case 197: bar = 3.94; break; case 198: bar = 3.92; break; case 199: bar = 3.9; break; case 200: bar = 3.88; break; case 201: bar = 3.86; break; case 202: bar = 3.84; break; case 203: bar = 3.82; break; case 204: bar = 3.8; break; case 205: bar = 3.78; break; case 206: bar = 3.77; break; case 207: bar = 3.75; break; case 208: bar = 3.73; break; case 209: bar = 3.71; break; case 210: bar = 3.69; break; case 211: bar = 3.67; break; case 212: bar = 3.66; break; case 213: bar = 3.64; break; case 214: bar = 3.62; break; case 215: bar = 3.6; break; case 216: bar = 3.59; break; case 217: bar = 3.57; break; case 218: bar = 3.55; break; case 219: bar = 3.53; break; case 220: bar = 3.52; break; case 221: bar = 3.5; break; case 222: bar = 3.48; break; case 223: bar = 3.47; break; case 224: bar = 3.45; break; case 225: bar = 3.44; break; case 226: bar = 3.42; break; case 227: bar = 3.4; break; case 228: bar = 3.39; break; case 229: bar = 3.37; break; case 230: bar = 3.36; break; case 231: bar = 3.34; break; case 232: bar = 3.33; break; case 233: bar = 3.31; break; case 234: bar = 3.3; break; case 235: bar = 3.28; break; case 236: bar = 3.27; break; case 237: bar = 3.25; break; case 238: bar = 3.24; break; case 239: bar = 3.22; break; case 240: bar = 3.21; break; case 241: bar = 3.19; break; case 242: bar = 3.18; break; case 243: bar = 3.17; break; case 244: bar = 3.15; break; case 245: bar = 3.14; break; case 246: bar = 3.12; break; case 247: bar = 3.11; break; case 248: bar = 3.1; break; case 249: bar = 3.08; break; case 250: bar = 3.07; break; case 251: bar = 3.06; break; case 252: bar = 3.04; break; case 253: bar = 3.03; break; case 254: bar = 3.02; break; case 255: bar = 3.01; break; case 256: bar = 2.99; break; case 257: bar = 2.98; break; case 258: bar = 2.97; break; case 259: bar = 2.96; break; case 260: bar = 2.94; break; case 261: bar = 2.93; break; case 262: bar = 2.92; break; case 263: bar = 2.91; break; case 264: bar = 2.89; break; case 265: bar = 2.88; break; case 266: bar = 2.87; break; case 267: bar = 2.86; break; case 268: bar = 2.85; break; case 269: bar = 2.83; break; case 270: bar = 2.82; break; case 271: bar = 2.81; break; case 272: bar = 2.8; break; case 273: bar = 2.79; break; case 274: bar = 2.78; break; case 275: bar = 2.77; break; case 276: bar = 2.76; break; case 277: bar = 2.74; break; case 278: bar = 2.73; break; case 279: bar = 2.72; break; case 280: bar = 2.71; break; case 281: bar = 2.7; break; case 282: bar = 2.69; break; case 283: bar = 2.68; break; case 284: bar = 2.67; break; case 285: bar = 2.66; break; case 286: bar = 2.65; break; case 287: bar = 2.64; break; case 288: bar = 2.63; break; case 289: bar = 2.62; break; case 290: bar = 2.61; break; case 291: bar = 2.6; break; case 292: bar = 2.59; break; case 293: bar = 2.58; break; case 294: bar = 2.57; break; case 295: bar = 2.56; break; case 296: bar = 2.55; break; case 297: bar = 2.54; break; case 298: bar = 2.53; break; case 299: bar = 2.52; break; case 300: bar = 2.51; break; case 301: bar = 2.5; break; case 302: bar = 2.49; break; case 303: bar = 2.48; break; case 304: bar = 2.47; break; case 305: bar = 2.46; break; case 306: bar = 2.45; break; case 307: bar = 2.44; break; case 308: bar = 2.43; break; case 309: bar = 2.42; break; case 310: bar = 2.41; break; case 311: bar = 2.41; break; case 312: bar = 2.4; break; case 313: bar = 2.39; break; case 314: bar = 2.38; break; case 315: bar = 2.37; break; case 316: bar = 2.36; break; case 317: bar = 2.35; break; case 318: bar = 2.34; break; case 319: bar = 2.34; break; case 320: bar = 2.33; break; case 321: bar = 2.32; break; case 322: bar = 2.31; break; case 323: bar = 2.3; break; case 324: bar = 2.29; break; case 325: bar = 2.28; break; case 326: bar = 2.28; break; case 327: bar = 2.27; break; case 328: bar = 2.26; break; case 329: bar = 2.25; break; case 330: bar = 2.24; break; case 331: bar = 2.24; break; case 332: bar = 2.23; break; case 333: bar = 2.22; break; case 334: bar = 2.21; break; case 335: bar = 2.2; break; case 336: bar = 2.2; break; case 337: bar = 2.19; break; case 338: bar = 2.18; break; case 339: bar = 2.17; break; case 340: bar = 2.17; break; case 341: bar = 2.16; break; case 342: bar = 2.15; break; case 343: bar = 2.14; break; case 344: bar = 2.13; break; case 345: bar = 2.13; break; case 346: bar = 2.12; break; case 347: bar = 2.11; break; case 348: bar = 2.11; break; case 349: bar = 2.1; break; case 350: bar = 2.09; break; case 351: bar = 2.08; break; case 352: bar = 2.08; break; case 353: bar = 2.07; break; case 354: bar = 2.06; break; case 355: bar = 2.05; break; case 356: bar = 2.05; break; case 357: bar = 2.04; break; case 358: bar = 2.03; break; case 359: bar = 2.03; break; case 360: bar = 2.02; break; case 361: bar = 2.01; break; case 362: bar = 2.01; break; case 363: bar = 2; break; case 364: bar = 1.99; break; case 365: bar = 1.99; break; case 366: bar = 1.98; break; case 367: bar = 1.97; break; case 368: bar = 1.97; break; case 369: bar = 1.96; break; case 370: bar = 1.95; break; case 371: bar = 1.95; break; case 372: bar = 1.94; break; case 373: bar = 1.93; break; case 374: bar = 1.93; break; case 375: bar = 1.92; break; case 376: bar = 1.91; break; case 377: bar = 1.91; break; case 378: bar = 1.9; break; case 379: bar = 1.89; break; case 380: bar = 1.89; break; case 381: bar = 1.88; break; case 382: bar = 1.88; break; case 383: bar = 1.87; break; case 384: bar = 1.86; break; case 385: bar = 1.86; break; case 386: bar = 1.85; break; case 387: bar = 1.85; break; case 388: bar = 1.84; break; case 389: bar = 1.83; break; case 390: bar = 1.83; break; case 391: bar = 1.82; break; case 392: bar = 1.82; break; case 393: bar = 1.81; break; case 394: bar = 1.8; break; case 395: bar = 1.8; break; case 396: bar = 1.79; break; case 397: bar = 1.79; break; case 398: bar = 1.78; break; case 399: bar = 1.77; break; case 400: bar = 1.77; break; case 401: bar = 1.76; break; case 402: bar = 1.76; break; case 403: bar = 1.75; break; case 404: bar = 1.75; break; case 405: bar = 1.74; break; case 406: bar = 1.73; break; case 407: bar = 1.73; break; case 408: bar = 1.72; break; case 409: bar = 1.72; break; case 410: bar = 1.71; break; case 411: bar = 1.71; break; case 412: bar = 1.7; break; case 413: bar = 1.7; break; case 414: bar = 1.69; break; case 415: bar = 1.69; break; case 416: bar = 1.68; break; case 417: bar = 1.67; break; case 418: bar = 1.67; break; case 419: bar = 1.66; break; case 420: bar = 1.66; break; case 421: bar = 1.65; break; case 422: bar = 1.65; break; case 423: bar = 1.64; break; case 424: bar = 1.64; break; case 425: bar = 1.63; break; case 426: bar = 1.63; break; case 427: bar = 1.62; break; case 428: bar = 1.62; break; case 429: bar = 1.61; break; case 430: bar = 1.61; break; case 431: bar = 1.6; break; case 432: bar = 1.6; break; case 433: bar = 1.59; break; case 434: bar = 1.59; break; case 435: bar = 1.58; break; case 436: bar = 1.58; break; case 437: bar = 1.57; break; case 438: bar = 1.57; break; case 439: bar = 1.56; break; case 440: bar = 1.56; break; case 441: bar = 1.55; break; case 442: bar = 1.55; break; case 443: bar = 1.54; break; case 444: bar = 1.54; break; case 445: bar = 1.53; break; case 446: bar = 1.53; break; case 447: bar = 1.53; break; case 448: bar = 1.52; break; case 449: bar = 1.52; break; case 450: bar = 1.51; break; case 451: bar = 1.51; break; case 452: bar = 1.5; break; case 453: bar = 1.5; break; case 454: bar = 1.49; break; case 455: bar = 1.49; break; case 456: bar = 1.48; break; case 457: bar = 1.48; break; case 458: bar = 1.47; break; case 459: bar = 1.47; break; case 460: bar = 1.47; break; case 461: bar = 1.46; break; case 462: bar = 1.46; break; case 463: bar = 1.45; break; case 464: bar = 1.45; break; case 465: bar = 1.44; break; case 466: bar = 1.44; break; case 467: bar = 1.44; break; case 468: bar = 1.43; break; case 469: bar = 1.43; break; case 470: bar = 1.42; break; case 471: bar = 1.42; break; case 472: bar = 1.41; break; case 473: bar = 1.41; break; case 474: bar = 1.41; break; case 475: bar = 1.4; break; case 476: bar = 1.4; break; case 477: bar = 1.39; break; case 478: bar = 1.39; break; case 479: bar = 1.38; break; case 480: bar = 1.38; break; case 481: bar = 1.38; break; case 482: bar = 1.37; break; case 483: bar = 1.37; break; case 484: bar = 1.36; break; case 485: bar = 1.36; break; case 486: bar = 1.36; break; case 487: bar = 1.35; break; case 488: bar = 1.35; break; case 489: bar = 1.34; break; case 490: bar = 1.34; break; case 491: bar = 1.34; break; case 492: bar = 1.33; break; case 493: bar = 1.33; break; case 494: bar = 1.32; break; case 495: bar = 1.32; break; case 496: bar = 1.32; break; case 497: bar = 1.31; break; case 498: bar = 1.31; break; case 499: bar = 1.3; break; case 500: bar = 1.3; break; case 501: bar = 1.3; break; case 502: bar = 1.29; break; case 503: bar = 1.29; break; case 504: bar = 1.29; break; case 505: bar = 1.28; break; case 506: bar = 1.28; break; case 507: bar = 1.27; break; case 508: bar = 1.27; break; case 509: bar = 1.27; break; case 510: bar = 1.26; break; case 511: bar = 1.26; break; case 512: bar = 1.26; break; case 513: bar = 1.25; break; case 514: bar = 1.25; break; case 515: bar = 1.24; break; case 516: bar = 1.24; break; case 517: bar = 1.24; break; case 518: bar = 1.23; break; case 519: bar = 1.23; break; case 520: bar = 1.23; break; case 521: bar = 1.22; break; case 522: bar = 1.22; break; case 523: bar = 1.22; break; case 524: bar = 1.21; break; case 525: bar = 1.21; break; case 526: bar = 1.21; break; case 527: bar = 1.2; break; case 528: bar = 1.2; break; case 529: bar = 1.2; break; case 530: bar = 1.19; break; case 531: bar = 1.19; break; case 532: bar = 1.18; break; case 533: bar = 1.18; break; case 534: bar = 1.18; break; case 535: bar = 1.17; break; case 536: bar = 1.17; break; case 537: bar = 1.17; break; case 538: bar = 1.16; break; case 539: bar = 1.16; break; case 540: bar = 1.16; break; case 541: bar = 1.15; break; case 542: bar = 1.15; break; case 543: bar = 1.15; break; case 544: bar = 1.14; break; case 545: bar = 1.14; break; case 546: bar = 1.14; break; case 547: bar = 1.13; break; case 548: bar = 1.13; break; case 549: bar = 1.13; break; case 550: bar = 1.12; break; case 551: bar = 1.12; break; case 552: bar = 1.12; break; case 553: bar = 1.12; break; case 554: bar = 1.11; break; case 555: bar = 1.11; break; case 556: bar = 1.11; break; case 557: bar = 1.1; break; case 558: bar = 1.1; break; case 559: bar = 1.1; break; case 560: bar = 1.09; break; case 561: bar = 1.09; break; case 562: bar = 1.09; break; case 563: bar = 1.08; break; case 564: bar = 1.08; break; case 565: bar = 1.08; break; case 566: bar = 1.07; break; case 567: bar = 1.07; break; case 568: bar = 1.07; break; case 569: bar = 1.07; break; case 570: bar = 1.06; break; case 571: bar = 1.06; break; case 572: bar = 1.06; break; case 573: bar = 1.05; break; case 574: bar = 1.05; break; case 575: bar = 1.05; break; case 576: bar = 1.04; break; case 577: bar = 1.04; break; case 578: bar = 1.04; break; case 579: bar = 1.04; break; case 580: bar = 1.03; break; case 581: bar = 1.03; break; case 582: bar = 1.03; break; case 583: bar = 1.02; break; case 584: bar = 1.02; break; case 585: bar = 1.02; break; case 586: bar = 1.02; break; case 587: bar = 1.01; break; case 588: bar = 1.01; break; case 589: bar = 1.01; break; case 590: bar = 1; break; case 591: bar = 1; break; case 592: bar = 1; break; case 593: bar = 1; break; case 594: bar = 0.99; break; case 595: bar = 0.99; break; case 596: bar = 0.99; break; case 597: bar = 0.98; break; case 598: bar = 0.98; break; case 599: bar = 0.98; break; case 600: bar = 0.98; break; case 601: bar = 0.97; break; case 602: bar = 0.97; break; case 603: bar = 0.97; break; case 604: bar = 0.96; break; case 605: bar = 0.96; break; case 606: bar = 0.96; break; case 607: bar = 0.96; break; case 608: bar = 0.95; break; case 609: bar = 0.95; break; case 610: bar = 0.95; break; case 611: bar = 0.95; break; case 612: bar = 0.94; break; case 613: bar = 0.94; break; case 614: bar = 0.94; break; case 615: bar = 0.94; break; case 616: bar = 0.93; break; case 617: bar = 0.93; break; case 618: bar = 0.93; break; case 619: bar = 0.92; break; case 620: bar = 0.92; break; case 621: bar = 0.92; break; case 622: bar = 0.92; break; case 623: bar = 0.91; break; case 624: bar = 0.91; break; case 625: bar = 0.91; break; case 626: bar = 0.91; break; case 627: bar = 0.9; break; case 628: bar = 0.9; break; case 629: bar = 0.9; break; case 630: bar = 0.9; break; case 631: bar = 0.89; break; case 632: bar = 0.89; break; case 633: bar = 0.89; break; case 634: bar = 0.89; break; case 635: bar = 0.88; break; case 636: bar = 0.88; break; case 637: bar = 0.88; break; case 638: bar = 0.88; break; case 639: bar = 0.87; break; case 640: bar = 0.87; break; case 641: bar = 0.87; break; case 642: bar = 0.87; break; case 643: bar = 0.86; break; case 644: bar = 0.86; break; case 645: bar = 0.86; break; case 646: bar = 0.86; break; case 647: bar = 0.85; break; case 648: bar = 0.85; break; case 649: bar = 0.85; break; case 650: bar = 0.85; break; case 651: bar = 0.84; break; case 652: bar = 0.84; break; case 653: bar = 0.84; break; case 654: bar = 0.84; break; case 655: bar = 0.84; break; case 656: bar = 0.83; break; case 657: bar = 0.83; break; case 658: bar = 0.83; break; case 659: bar = 0.83; break; case 660: bar = 0.82; break; case 661: bar = 0.82; break; case 662: bar = 0.82; break; case 663: bar = 0.82; break; case 664: bar = 0.81; break; case 665: bar = 0.81; break; case 666: bar = 0.81; break; case 667: bar = 0.81; break; case 668: bar = 0.81; break; case 669: bar = 0.8; break; case 670: bar = 0.8; break; case 671: bar = 0.8; break; case 672: bar = 0.8; break; case 673: bar = 0.79; break; case 674: bar = 0.79; break; case 675: bar = 0.79; break; case 676: bar = 0.79; break; case 677: bar = 0.78; break; case 678: bar = 0.78; break; case 679: bar = 0.78; break; case 680: bar = 0.78; break; case 681: bar = 0.78; break; case 682: bar = 0.77; break; case 683: bar = 0.77; break; case 684: bar = 0.77; break; case 685: bar = 0.77; break; case 686: bar = 0.77; break; case 687: bar = 0.76; break; case 688: bar = 0.76; break; case 689: bar = 0.76; break; case 690: bar = 0.76; break; case 691: bar = 0.75; break; case 692: bar = 0.75; break; case 693: bar = 0.75; break; case 694: bar = 0.75; break; case 695: bar = 0.75; break; case 696: bar = 0.74; break; case 697: bar = 0.74; break; case 698: bar = 0.74; break; case 699: bar = 0.74; break; case 700: bar = 0.74; break; case 701: bar = 0.73; break; case 702: bar = 0.73; break; case 703: bar = 0.73; break; case 704: bar = 0.73; break; case 705: bar = 0.72; break; case 706: bar = 0.72; break; case 707: bar = 0.72; break; case 708: bar = 0.72; break; case 709: bar = 0.72; break; case 710: bar = 0.71; break; case 711: bar = 0.71; break; case 712: bar = 0.71; break; case 713: bar = 0.71; break; case 714: bar = 0.71; break; case 715: bar = 0.7; break; case 716: bar = 0.7; break; case 717: bar = 0.7; break; case 718: bar = 0.7; break; case 719: bar = 0.7; break; case 720: bar = 0.69; break; case 721: bar = 0.69; break; case 722: bar = 0.69; break; case 723: bar = 0.69; break; case 724: bar = 0.69; break; case 725: bar = 0.68; break; case 726: bar = 0.68; break; case 727: bar = 0.68; break; case 728: bar = 0.68; break; case 729: bar = 0.68; break; case 730: bar = 0.67; break; case 731: bar = 0.67; break; case 732: bar = 0.67; break; case 733: bar = 0.67; break; case 734: bar = 0.67; break; case 735: bar = 0.67; break; case 736: bar = 0.66; break; case 737: bar = 0.66; break; case 738: bar = 0.66; break; case 739: bar = 0.66; break; case 740: bar = 0.66; break; case 741: bar = 0.65; break; case 742: bar = 0.65; break; case 743: bar = 0.65; break; case 744: bar = 0.65; break; case 745: bar = 0.65; break; case 746: bar = 0.64; break; case 747: bar = 0.64; break; case 748: bar = 0.64; break; case 749: bar = 0.64; break; case 750: bar = 0.64; break; case 751: bar = 0.64; break; case 752: bar = 0.63; break; case 753: bar = 0.63; break; case 754: bar = 0.63; break; case 755: bar = 0.63; break; case 756: bar = 0.63; break; case 757: bar = 0.62; break; case 758: bar = 0.62; break; case 759: bar = 0.62; break; case 760: bar = 0.62; break; case 761: bar = 0.62; break; case 762: bar = 0.61; break; case 763: bar = 0.61; break; case 764: bar = 0.61; break; case 765: bar = 0.61; break; case 766: bar = 0.61; break; case 767: bar = 0.61; break; case 768: bar = 0.6; break; case 769: bar = 0.6; break; case 770: bar = 0.6; break; case 771: bar = 0.6; break; case 772: bar = 0.6; break; case 773: bar = 0.6; break; case 774: bar = 0.59; break; case 775: bar = 0.59; break; case 776: bar = 0.59; break; case 777: bar = 0.59; break; case 778: bar = 0.59; break; case 779: bar = 0.59; break; case 780: bar = 0.58; break; case 781: bar = 0.58; break; case 782: bar = 0.58; break; case 783: bar = 0.58; break; case 784: bar = 0.58; break; case 785: bar = 0.57; break; case 786: bar = 0.57; break; case 787: bar = 0.57; break; case 788: bar = 0.57; break; case 789: bar = 0.57; break; case 790: bar = 0.57; break; case 791: bar = 0.56; break; case 792: bar = 0.56; break; case 793: bar = 0.56; break; case 794: bar = 0.56; break; case 795: bar = 0.56; break; case 796: bar = 0.56; break; case 797: bar = 0.55; break; case 798: bar = 0.55; break; case 799: bar = 0.55; break; case 800: bar = 0.55; break; case 801: bar = 0.55; break; case 802: bar = 0.55; break; case 803: bar = 0.54; break; case 804: bar = 0.54; break; case 805: bar = 0.54; break; case 806: bar = 0.54; break; case 807: bar = 0.54; break; case 808: bar = 0.54; break; case 809: bar = 0.53; break; case 810: bar = 0.53; break; case 811: bar = 0.53; break; case 812: bar = 0.53; break; case 813: bar = 0.53; break; case 814: bar = 0.53; break; case 815: bar = 0.53; break; case 816: bar = 0.52; break; case 817: bar = 0.52; break; case 818: bar = 0.52; break; case 819: bar = 0.52; break; case 820: bar = 0.52; break; case 821: bar = 0.52; break; case 822: bar = 0.51; break; case 823: bar = 0.51; break; case 824: bar = 0.51; break; case 825: bar = 0.51; break; case 826: bar = 0.51; break; case 827: bar = 0.51; break; case 828: bar = 0.5; break; case 829: bar = 0.5; break; case 830: bar = 0.5; break; case 831: bar = 0.5; break; case 832: bar = 0.5; break; case 833: bar = 0.5; break; case 834: bar = 0.5; break; case 835: bar = 0.49; break; case 836: bar = 0.49; break; case 837: bar = 0.49; break; case 838: bar = 0.49; break; case 839: bar = 0.49; break; case 840: bar = 0.49; break; case 841: bar = 0.48; break; case 842: bar = 0.48; break; case 843: bar = 0.48; break; case 844: bar = 0.48; break; case 845: bar = 0.48; break; case 846: bar = 0.48; break; case 847: bar = 0.48; break; case 848: bar = 0.47; break; case 849: bar = 0.47; break; case 850: bar = 0.47; break; case 851: bar = 0.47; break; case 852: bar = 0.47; break; case 853: bar = 0.47; break; case 854: bar = 0.47; break; case 855: bar = 0.46; break; case 856: bar = 0.46; break; case 857: bar = 0.46; break; case 858: bar = 0.46; break; case 859: bar = 0.46; break; case 860: bar = 0.46; break; case 861: bar = 0.46; break; case 862: bar = 0.45; break; case 863: bar = 0.45; break; case 864: bar = 0.45; break; case 865: bar = 0.45; break; case 866: bar = 0.45; break; case 867: bar = 0.45; break; case 868: bar = 0.45; break; case 869: bar = 0.44; break; case 870: bar = 0.44; break; case 871: bar = 0.44; break; case 872: bar = 0.44; break; case 873: bar = 0.44; break; case 874: bar = 0.44; break; case 875: bar = 0.44; break; case 876: bar = 0.43; break; case 877: bar = 0.43; break; case 878: bar = 0.43; break; case 879: bar = 0.43; break; case 880: bar = 0.43; break; case 881: bar = 0.43; break; case 882: bar = 0.43; break; case 883: bar = 0.42; break; case 884: bar = 0.42; break; case 885: bar = 0.42; break; case 886: bar = 0.42; break; case 887: bar = 0.42; break; case 888: bar = 0.42; break; case 889: bar = 0.42; break; case 890: bar = 0.41; break; case 891: bar = 0.41; break; case 892: bar = 0.41; break; case 893: bar = 0.41; break; case 894: bar = 0.41; break; case 895: bar = 0.41; break; case 896: bar = 0.41; break; case 897: bar = 0.41; break; case 898: bar = 0.4; break; case 899: bar = 0.4; break; case 900: bar = 0.4; break; case 901: bar = 0.4; break; case 902: bar = 0.4; break; case 903: bar = 0.4; break; case 904: bar = 0.4; break; case 905: bar = 0.39; break; case 906: bar = 0.39; break; case 907: bar = 0.39; break; case 908: bar = 0.39; break; case 909: bar = 0.39; break; case 910: bar = 0.39; break; case 911: bar = 0.39; break; case 912: bar = 0.39; break; case 913: bar = 0.38; break; case 914: bar = 0.38; break; case 915: bar = 0.38; break; case 916: bar = 0.38; break; case 917: bar = 0.38; break; case 918: bar = 0.38; break; case 919: bar = 0.38; break; case 920: bar = 0.38; break; case 921: bar = 0.37; break; case 922: bar = 0.37; break; case 923: bar = 0.37; break; case 924: bar = 0.37; break; case 925: bar = 0.37; break; case 926: bar = 0.37; break; case 927: bar = 0.37; break; case 928: bar = 0.37; break; case 929: bar = 0.36; break; case 930: bar = 0.36; break; case 931: bar = 0.36; break; case 932: bar = 0.36; break; case 933: bar = 0.36; break; case 934: bar = 0.36; break; case 935: bar = 0.36; break; case 936: bar = 0.36; break; case 937: bar = 0.35; break; case 938: bar = 0.35; break; case 939: bar = 0.35; break; case 940: bar = 0.35; break; case 941: bar = 0.35; break; case 942: bar = 0.35; break; case 943: bar = 0.35; break; case 944: bar = 0.35; break; case 945: bar = 0.34; break; case 946: bar = 0.34; break; case 947: bar = 0.34; break; case 948: bar = 0.34; break; case 949: bar = 0.34; break; case 950: bar = 0.34; break; case 951: bar = 0.34; break; case 952: bar = 0.34; break; case 953: bar = 0.33; break; case 954: bar = 0.33; break; case 955: bar = 0.33; break; case 956: bar = 0.33; break; case 957: bar = 0.33; break; case 958: bar = 0.33; break; case 959: bar = 0.33; break; case 960: bar = 0.33; break; case 961: bar = 0.32; break; case 962: bar = 0.32; break; case 963: bar = 0.32; break; case 964: bar = 0.32; break; case 965: bar = 0.32; break; case 966: bar = 0.32; break; case 967: bar = 0.32; break; case 968: bar = 0.32; break; case 969: bar = 0.32; break; case 970: bar = 0.31; break; case 971: bar = 0.31; break; case 972: bar = 0.31; break; case 973: bar = 0.31; break; case 974: bar = 0.31; break; case 975: bar = 0.31; break; case 976: bar = 0.31; break; case 977: bar = 0.31; break; case 978: bar = 0.3; break; case 979: bar = 0.3; break; case 980: bar = 0.3; break; case 981: bar = 0.3; break; case 982: bar = 0.3; break; case 983: bar = 0.3; break; case 984: bar = 0.3; break; case 985: bar = 0.3; break; case 986: bar = 0.3; break; case 987: bar = 0.29; break; case 988: bar = 0.29; break; case 989: bar = 0.29; break; case 990: bar = 0.29; break; case 991: bar = 0.29; break; case 992: bar = 0.29; break; case 993: bar = 0.29; break; case 994: bar = 0.29; break; case 995: bar = 0.29; break; case 996: bar = 0.28; break; case 997: bar = 0.28; break; case 998: bar = 0.28; break; case 999: bar = 0.28; break; case 1000: bar = 0.28; break; case 1001: bar = 0.28; break; case 1002: bar = 0.28; break; case 1003: bar = 0.28; break; case 1004: bar = 0.28; break; case 1005: bar = 0.27; break; case 1006: bar = 0.27; break; case 1007: bar = 0.27; break; case 1008: bar = 0.27; break; case 1009: bar = 0.27; break; case 1010: bar = 0.27; break; case 1011: bar = 0.27; break; case 1012: bar = 0.27; break; case 1013: bar = 0.27; break; case 1014: bar = 0.26; break; case 1015: bar = 0.26; break; case 1016: bar = 0.26; break; case 1017: bar = 0.26; break; case 1018: bar = 0.26; break; case 1019: bar = 0.26; break; case 1020: bar = 0.26; break; case 1021: bar = 0.26; break; case 1022: bar = 0.26; break; case 1023: bar = 0.26; break; case 1024: bar = 0.25; break;
case 108: bar = 7.02; break; | case 108: bar = 7.02; break; case 109: bar = 6.96; break; case 110: bar = 6.9; break; case 111: bar = 6.85; break; case 112: bar = 6.79; break; case 113: bar = 6.74; break; case 114: bar = 6.68; break; case 115: bar = 6.63; break; case 116: bar = 6.57; break; case 117: bar = 6.52; break; case 118: bar = 6.47; break; case 119: bar = 6.42; break; case 120: bar = 6.37; break; case 121: bar = 6.32; break; case 122: bar = 6.27; break; case 123: bar = 6.23; break; case 124: bar = 6.18; break; case 125: bar = 6.13; break; case 126: bar = 6.09; break; case 127: bar = 6.04; break; case 128: bar = 6; break; case 129: bar = 5.95; break; case 130: bar = 5.91; break; case 131: bar = 5.87; break; case 132: bar = 5.83; break; case 133: bar = 5.79; break; case 134: bar = 5.75; break; case 135: bar = 5.71; break; case 136: bar = 5.67; break; case 137: bar = 5.63; break; case 138: bar = 5.59; break; case 139: bar = 5.55; break; case 140: bar = 5.51; break; case 141: bar = 5.47; break; case 142: bar = 5.44; break; case 143: bar = 5.4; break; case 144: bar = 5.37; break; case 145: bar = 5.33; break; case 146: bar = 5.3; break; case 147: bar = 5.26; break; case 148: bar = 5.23; break; case 149: bar = 5.19; break; case 150: bar = 5.16; break; case 151: bar = 5.13; break; case 152: bar = 5.09; break; case 153: bar = 5.06; break; case 154: bar = 5.03; break; case 155: bar = 5; break; case 156: bar = 4.97; break; case 157: bar = 4.94; break; case 158: bar = 4.91; break; case 159: bar = 4.88; break; case 160: bar = 4.85; break; case 161: bar = 4.82; break; case 162: bar = 4.79; break; case 163: bar = 4.76; break; case 164: bar = 4.73; break; case 165: bar = 4.7; break; case 166: bar = 4.68; break; case 167: bar = 4.65; break; case 168: bar = 4.62; break; case 169: bar = 4.59; break; case 170: bar = 4.57; break; case 171: bar = 4.54; break; case 172: bar = 4.52; break; case 173: bar = 4.49; break; case 174: bar = 4.46; break; case 175: bar = 4.44; break; case 176: bar = 4.41; break; case 177: bar = 4.39; break; case 178: bar = 4.36; break; case 179: bar = 4.34; break; case 180: bar = 4.32; break; case 181: bar = 4.29; break; case 182: bar = 4.27; break; case 183: bar = 4.25; break; case 184: bar = 4.22; break; case 185: bar = 4.2; break; case 186: bar = 4.18; break; case 187: bar = 4.15; break; case 188: bar = 4.13; break; case 189: bar = 4.11; break; case 190: bar = 4.09; break; case 191: bar = 4.07; break; case 192: bar = 4.05; break; case 193: bar = 4.02; break; case 194: bar = 4; break; case 195: bar = 3.98; break; case 196: bar = 3.96; break; case 197: bar = 3.94; break; case 198: bar = 3.92; break; case 199: bar = 3.9; break; case 200: bar = 3.88; break; case 201: bar = 3.86; break; case 202: bar = 3.84; break; case 203: bar = 3.82; break; case 204: bar = 3.8; break; case 205: bar = 3.78; break; case 206: bar = 3.77; break; case 207: bar = 3.75; break; case 208: bar = 3.73; break; case 209: bar = 3.71; break; case 210: bar = 3.69; break; case 211: bar = 3.67; break; case 212: bar = 3.66; break; case 213: bar = 3.64; break; case 214: bar = 3.62; break; case 215: bar = 3.6; break; case 216: bar = 3.59; break; case 217: bar = 3.57; break; case 218: bar = 3.55; break; case 219: bar = 3.53; break; case 220: bar = 3.52; break; case 221: bar = 3.5; break; case 222: bar = 3.48; break; case 223: bar = 3.47; break; case 224: bar = 3.45; break; case 225: bar = 3.44; break; case 226: bar = 3.42; break; case 227: bar = 3.4; break; case 228: bar = 3.39; break; case 229: bar = 3.37; break; case 230: bar = 3.36; break; case 231: bar = 3.34; break; case 232: bar = 3.33; break; case 233: bar = 3.31; break; case 234: bar = 3.3; break; case 235: bar = 3.28; break; case 236: bar = 3.27; break; case 237: bar = 3.25; break; case 238: bar = 3.24; break; case 239: bar = 3.22; break; case 240: bar = 3.21; break; case 241: bar = 3.19; break; case 242: bar = 3.18; break; case 243: bar = 3.17; break; case 244: bar = 3.15; break; case 245: bar = 3.14; break; case 246: bar = 3.12; break; case 247: bar = 3.11; break; case 248: bar = 3.1; break; case 249: bar = 3.08; break; case 250: bar = 3.07; break; case 251: bar = 3.06; break; case 252: bar = 3.04; break; case 253: bar = 3.03; break; case 254: bar = 3.02; break; case 255: bar = 3.01; break; case 256: bar = 2.99; break; case 257: bar = 2.98; break; case 258: bar = 2.97; break; case 259: bar = 2.96; break; case 260: bar = 2.94; break; case 261: bar = 2.93; break; case 262: bar = 2.92; break; case 263: bar = 2.91; break; case 264: bar = 2.89; break; case 265: bar = 2.88; break; case 266: bar = 2.87; break; case 267: bar = 2.86; break; case 268: bar = 2.85; break; case 269: bar = 2.83; break; case 270: bar = 2.82; break; case 271: bar = 2.81; break; case 272: bar = 2.8; break; case 273: bar = 2.79; break; case 274: bar = 2.78; break; case 275: bar = 2.77; break; case 276: bar = 2.76; break; case 277: bar = 2.74; break; case 278: bar = 2.73; break; case 279: bar = 2.72; break; case 280: bar = 2.71; break; case 281: bar = 2.7; break; case 282: bar = 2.69; break; case 283: bar = 2.68; break; case 284: bar = 2.67; break; case 285: bar = 2.66; break; case 286: bar = 2.65; break; case 287: bar = 2.64; break; case 288: bar = 2.63; break; case 289: bar = 2.62; break; case 290: bar = 2.61; break; case 291: bar = 2.6; break; case 292: bar = 2.59; break; case 293: bar = 2.58; break; case 294: bar = 2.57; break; case 295: bar = 2.56; break; case 296: bar = 2.55; break; case 297: bar = 2.54; break; case 298: bar = 2.53; break; case 299: bar = 2.52; break; case 300: bar = 2.51; break; case 301: bar = 2.5; break; case 302: bar = 2.49; break; case 303: bar = 2.48; break; case 304: bar = 2.47; break; case 305: bar = 2.46; break; case 306: bar = 2.45; break; case 307: bar = 2.44; break; case 308: bar = 2.43; break; case 309: bar = 2.42; break; case 310: bar = 2.41; break; case 311: bar = 2.41; break; case 312: bar = 2.4; break; case 313: bar = 2.39; break; case 314: bar = 2.38; break; case 315: bar = 2.37; break; case 316: bar = 2.36; break; case 317: bar = 2.35; break; case 318: bar = 2.34; break; case 319: bar = 2.34; break; case 320: bar = 2.33; break; case 321: bar = 2.32; break; case 322: bar = 2.31; break; case 323: bar = 2.3; break; case 324: bar = 2.29; break; case 325: bar = 2.28; break; case 326: bar = 2.28; break; case 327: bar = 2.27; break; case 328: bar = 2.26; break; case 329: bar = 2.25; break; case 330: bar = 2.24; break; case 331: bar = 2.24; break; case 332: bar = 2.23; break; case 333: bar = 2.22; break; case 334: bar = 2.21; break; case 335: bar = 2.2; break; case 336: bar = 2.2; break; case 337: bar = 2.19; break; case 338: bar = 2.18; break; case 339: bar = 2.17; break; case 340: bar = 2.17; break; case 341: bar = 2.16; break; case 342: bar = 2.15; break; case 343: bar = 2.14; break; case 344: bar = 2.13; break; case 345: bar = 2.13; break; case 346: bar = 2.12; break; case 347: bar = 2.11; break; case 348: bar = 2.11; break; case 349: bar = 2.1; break; case 350: bar = 2.09; break; case 351: bar = 2.08; break; case 352: bar = 2.08; break; case 353: bar = 2.07; break; case 354: bar = 2.06; break; case 355: bar = 2.05; break; case 356: bar = 2.05; break; case 357: bar = 2.04; break; case 358: bar = 2.03; break; case 359: bar = 2.03; break; case 360: bar = 2.02; break; case 361: bar = 2.01; break; case 362: bar = 2.01; break; case 363: bar = 2; break; case 364: bar = 1.99; break; case 365: bar = 1.99; break; case 366: bar = 1.98; break; case 367: bar = 1.97; break; case 368: bar = 1.97; break; case 369: bar = 1.96; break; case 370: bar = 1.95; break; case 371: bar = 1.95; break; case 372: bar = 1.94; break; case 373: bar = 1.93; break; case 374: bar = 1.93; break; case 375: bar = 1.92; break; case 376: bar = 1.91; break; case 377: bar = 1.91; break; case 378: bar = 1.9; break; case 379: bar = 1.89; break; case 380: bar = 1.89; break; case 381: bar = 1.88; break; case 382: bar = 1.88; break; case 383: bar = 1.87; break; case 384: bar = 1.86; break; case 385: bar = 1.86; break; case 386: bar = 1.85; break; case 387: bar = 1.85; break; case 388: bar = 1.84; break; case 389: bar = 1.83; break; case 390: bar = 1.83; break; case 391: bar = 1.82; break; case 392: bar = 1.82; break; case 393: bar = 1.81; break; case 394: bar = 1.8; break; case 395: bar = 1.8; break; case 396: bar = 1.79; break; case 397: bar = 1.79; break; case 398: bar = 1.78; break; case 399: bar = 1.77; break; case 400: bar = 1.77; break; case 401: bar = 1.76; break; case 402: bar = 1.76; break; case 403: bar = 1.75; break; case 404: bar = 1.75; break; case 405: bar = 1.74; break; case 406: bar = 1.73; break; case 407: bar = 1.73; break; case 408: bar = 1.72; break; case 409: bar = 1.72; break; case 410: bar = 1.71; break; case 411: bar = 1.71; break; case 412: bar = 1.7; break; case 413: bar = 1.7; break; case 414: bar = 1.69; break; case 415: bar = 1.69; break; case 416: bar = 1.68; break; case 417: bar = 1.67; break; case 418: bar = 1.67; break; case 419: bar = 1.66; break; case 420: bar = 1.66; break; case 421: bar = 1.65; break; case 422: bar = 1.65; break; case 423: bar = 1.64; break; case 424: bar = 1.64; break; case 425: bar = 1.63; break; case 426: bar = 1.63; break; case 427: bar = 1.62; break; case 428: bar = 1.62; break; case 429: bar = 1.61; break; case 430: bar = 1.61; break; case 431: bar = 1.6; break; case 432: bar = 1.6; break; case 433: bar = 1.59; break; case 434: bar = 1.59; break; case 435: bar = 1.58; break; case 436: bar = 1.58; break; case 437: bar = 1.57; break; case 438: bar = 1.57; break; case 439: bar = 1.56; break; case 440: bar = 1.56; break; case 441: bar = 1.55; break; case 442: bar = 1.55; break; case 443: bar = 1.54; break; case 444: bar = 1.54; break; case 445: bar = 1.53; break; case 446: bar = 1.53; break; case 447: bar = 1.53; break; case 448: bar = 1.52; break; case 449: bar = 1.52; break; case 450: bar = 1.51; break; case 451: bar = 1.51; break; case 452: bar = 1.5; break; case 453: bar = 1.5; break; case 454: bar = 1.49; break; case 455: bar = 1.49; break; case 456: bar = 1.48; break; case 457: bar = 1.48; break; case 458: bar = 1.47; break; case 459: bar = 1.47; break; case 460: bar = 1.47; break; case 461: bar = 1.46; break; case 462: bar = 1.46; break; case 463: bar = 1.45; break; case 464: bar = 1.45; break; case 465: bar = 1.44; break; case 466: bar = 1.44; break; case 467: bar = 1.44; break; case 468: bar = 1.43; break; case 469: bar = 1.43; break; case 470: bar = 1.42; break; case 471: bar = 1.42; break; case 472: bar = 1.41; break; case 473: bar = 1.41; break; case 474: bar = 1.41; break; case 475: bar = 1.4; break; case 476: bar = 1.4; break; case 477: bar = 1.39; break; case 478: bar = 1.39; break; case 479: bar = 1.38; break; case 480: bar = 1.38; break; case 481: bar = 1.38; break; case 482: bar = 1.37; break; case 483: bar = 1.37; break; case 484: bar = 1.36; break; case 485: bar = 1.36; break; case 486: bar = 1.36; break; case 487: bar = 1.35; break; case 488: bar = 1.35; break; case 489: bar = 1.34; break; case 490: bar = 1.34; break; case 491: bar = 1.34; break; case 492: bar = 1.33; break; case 493: bar = 1.33; break; case 494: bar = 1.32; break; case 495: bar = 1.32; break; case 496: bar = 1.32; break; case 497: bar = 1.31; break; case 498: bar = 1.31; break; case 499: bar = 1.3; break; case 500: bar = 1.3; break; case 501: bar = 1.3; break; case 502: bar = 1.29; break; case 503: bar = 1.29; break; case 504: bar = 1.29; break; case 505: bar = 1.28; break; case 506: bar = 1.28; break; case 507: bar = 1.27; break; case 508: bar = 1.27; break; case 509: bar = 1.27; break; case 510: bar = 1.26; break; case 511: bar = 1.26; break; case 512: bar = 1.26; break; case 513: bar = 1.25; break; case 514: bar = 1.25; break; case 515: bar = 1.24; break; case 516: bar = 1.24; break; case 517: bar = 1.24; break; case 518: bar = 1.23; break; case 519: bar = 1.23; break; case 520: bar = 1.23; break; case 521: bar = 1.22; break; case 522: bar = 1.22; break; case 523: bar = 1.22; break; case 524: bar = 1.21; break; case 525: bar = 1.21; break; case 526: bar = 1.21; break; case 527: bar = 1.2; break; case 528: bar = 1.2; break; case 529: bar = 1.2; break; case 530: bar = 1.19; break; case 531: bar = 1.19; break; case 532: bar = 1.18; break; case 533: bar = 1.18; break; case 534: bar = 1.18; break; case 535: bar = 1.17; break; case 536: bar = 1.17; break; case 537: bar = 1.17; break; case 538: bar = 1.16; break; case 539: bar = 1.16; break; case 540: bar = 1.16; break; case 541: bar = 1.15; break; case 542: bar = 1.15; break; case 543: bar = 1.15; break; case 544: bar = 1.14; break; case 545: bar = 1.14; break; case 546: bar = 1.14; break; case 547: bar = 1.13; break; case 548: bar = 1.13; break; case 549: bar = 1.13; break; case 550: bar = 1.12; break; case 551: bar = 1.12; break; case 552: bar = 1.12; break; case 553: bar = 1.12; break; case 554: bar = 1.11; break; case 555: bar = 1.11; break; case 556: bar = 1.11; break; case 557: bar = 1.1; break; case 558: bar = 1.1; break; case 559: bar = 1.1; break; case 560: bar = 1.09; break; case 561: bar = 1.09; break; case 562: bar = 1.09; break; case 563: bar = 1.08; break; case 564: bar = 1.08; break; case 565: bar = 1.08; break; case 566: bar = 1.07; break; case 567: bar = 1.07; break; case 568: bar = 1.07; break; case 569: bar = 1.07; break; case 570: bar = 1.06; break; case 571: bar = 1.06; break; case 572: bar = 1.06; break; case 573: bar = 1.05; break; case 574: bar = 1.05; break; case 575: bar = 1.05; break; case 576: bar = 1.04; break; case 577: bar = 1.04; break; case 578: bar = 1.04; break; case 579: bar = 1.04; break; case 580: bar = 1.03; break; case 581: bar = 1.03; break; case 582: bar = 1.03; break; case 583: bar = 1.02; break; case 584: bar = 1.02; break; case 585: bar = 1.02; break; case 586: bar = 1.02; break; case 587: bar = 1.01; break; case 588: bar = 1.01; break; case 589: bar = 1.01; break; case 590: bar = 1; break; case 591: bar = 1; break; case 592: bar = 1; break; case 593: bar = 1; break; case 594: bar = 0.99; break; case 595: bar = 0.99; break; case 596: bar = 0.99; break; case 597: bar = 0.98; break; case 598: bar = 0.98; break; case 599: bar = 0.98; break; case 600: bar = 0.98; break; case 601: bar = 0.97; break; case 602: bar = 0.97; break; case 603: bar = 0.97; break; case 604: bar = 0.96; break; case 605: bar = 0.96; break; case 606: bar = 0.96; break; case 607: bar = 0.96; break; case 608: bar = 0.95; break; case 609: bar = 0.95; break; case 610: bar = 0.95; break; case 611: bar = 0.95; break; case 612: bar = 0.94; break; case 613: bar = 0.94; break; case 614: bar = 0.94; break; case 615: bar = 0.94; break; case 616: bar = 0.93; break; case 617: bar = 0.93; break; case 618: bar = 0.93; break; case 619: bar = 0.92; break; case 620: bar = 0.92; break; case 621: bar = 0.92; break; case 622: bar = 0.92; break; case 623: bar = 0.91; break; case 624: bar = 0.91; break; case 625: bar = 0.91; break; case 626: bar = 0.91; break; case 627: bar = 0.9; break; case 628: bar = 0.9; break; case 629: bar = 0.9; break; case 630: bar = 0.9; break; case 631: bar = 0.89; break; case 632: bar = 0.89; break; case 633: bar = 0.89; break; case 634: bar = 0.89; break; case 635: bar = 0.88; break; case 636: bar = 0.88; break; case 637: bar = 0.88; break; case 638: bar = 0.88; break; case 639: bar = 0.87; break; case 640: bar = 0.87; break; case 641: bar = 0.87; break; case 642: bar = 0.87; break; case 643: bar = 0.86; break; case 644: bar = 0.86; break; case 645: bar = 0.86; break; case 646: bar = 0.86; break; case 647: bar = 0.85; break; case 648: bar = 0.85; break; case 649: bar = 0.85; break; case 650: bar = 0.85; break; case 651: bar = 0.84; break; case 652: bar = 0.84; break; case 653: bar = 0.84; break; case 654: bar = 0.84; break; case 655: bar = 0.84; break; case 656: bar = 0.83; break; case 657: bar = 0.83; break; case 658: bar = 0.83; break; case 659: bar = 0.83; break; case 660: bar = 0.82; break; case 661: bar = 0.82; break; case 662: bar = 0.82; break; case 663: bar = 0.82; break; case 664: bar = 0.81; break; case 665: bar = 0.81; break; case 666: bar = 0.81; break; case 667: bar = 0.81; break; case 668: bar = 0.81; break; case 669: bar = 0.8; break; case 670: bar = 0.8; break; case 671: bar = 0.8; break; case 672: bar = 0.8; break; case 673: bar = 0.79; break; case 674: bar = 0.79; break; case 675: bar = 0.79; break; case 676: bar = 0.79; break; case 677: bar = 0.78; break; case 678: bar = 0.78; break; case 679: bar = 0.78; break; case 680: bar = 0.78; break; case 681: bar = 0.78; break; case 682: bar = 0.77; break; case 683: bar = 0.77; break; case 684: bar = 0.77; break; case 685: bar = 0.77; break; case 686: bar = 0.77; break; case 687: bar = 0.76; break; case 688: bar = 0.76; break; case 689: bar = 0.76; break; case 690: bar = 0.76; break; case 691: bar = 0.75; break; case 692: bar = 0.75; break; case 693: bar = 0.75; break; case 694: bar = 0.75; break; case 695: bar = 0.75; break; case 696: bar = 0.74; break; case 697: bar = 0.74; break; case 698: bar = 0.74; break; case 699: bar = 0.74; break; case 700: bar = 0.74; break; case 701: bar = 0.73; break; case 702: bar = 0.73; break; case 703: bar = 0.73; break; case 704: bar = 0.73; break; case 705: bar = 0.72; break; case 706: bar = 0.72; break; case 707: bar = 0.72; break; case 708: bar = 0.72; break; case 709: bar = 0.72; break; case 710: bar = 0.71; break; case 711: bar = 0.71; break; case 712: bar = 0.71; break; case 713: bar = 0.71; break; case 714: bar = 0.71; break; case 715: bar = 0.7; break; case 716: bar = 0.7; break; case 717: bar = 0.7; break; case 718: bar = 0.7; break; case 719: bar = 0.7; break; case 720: bar = 0.69; break; case 721: bar = 0.69; break; case 722: bar = 0.69; break; case 723: bar = 0.69; break; case 724: bar = 0.69; break; case 725: bar = 0.68; break; case 726: bar = 0.68; break; case 727: bar = 0.68; break; case 728: bar = 0.68; break; case 729: bar = 0.68; break; case 730: bar = 0.67; break; case 731: bar = 0.67; break; case 732: bar = 0.67; break; case 733: bar = 0.67; break; case 734: bar = 0.67; break; case 735: bar = 0.67; break; case 736: bar = 0.66; break; case 737: bar = 0.66; break; case 738: bar = 0.66; break; case 739: bar = 0.66; break; case 740: bar = 0.66; break; case 741: bar = 0.65; break; case 742: bar = 0.65; break; case 743: bar = 0.65; break; case 744: bar = 0.65; break; case 745: bar = 0.65; break; case 746: bar = 0.64; break; case 747: bar = 0.64; break; case 748: bar = 0.64; break; case 749: bar = 0.64; break; case 750: bar = 0.64; break; case 751: bar = 0.64; break; case 752: bar = 0.63; break; case 753: bar = 0.63; break; case 754: bar = 0.63; break; case 755: bar = 0.63; break; case 756: bar = 0.63; break; case 757: bar = 0.62; break; case 758: bar = 0.62; break; case 759: bar = 0.62; break; case 760: bar = 0.62; break; case 761: bar = 0.62; break; case 762: bar = 0.61; break; case 763: bar = 0.61; break; case 764: bar = 0.61; break; case 765: bar = 0.61; break; case 766: bar = 0.61; break; case 767: bar = 0.61; break; case 768: bar = 0.6; break; case 769: bar = 0.6; break; case 770: bar = 0.6; break; case 771: bar = 0.6; break; case 772: bar = 0.6; break; case 773: bar = 0.6; break; case 774: bar = 0.59; break; case 775: bar = 0.59; break; case 776: bar = 0.59; break; case 777: bar = 0.59; break; case 778: bar = 0.59; break; case 779: bar = 0.59; break; case 780: bar = 0.58; break; case 781: bar = 0.58; break; case 782: bar = 0.58; break; case 783: bar = 0.58; break; case 784: bar = 0.58; break; case 785: bar = 0.57; break; case 786: bar = 0.57; break; case 787: bar = 0.57; break; case 788: bar = 0.57; break; case 789: bar = 0.57; break; case 790: bar = 0.57; break; case 791: bar = 0.56; break; case 792: bar = 0.56; break; case 793: bar = 0.56; break; case 794: bar = 0.56; break; case 795: bar = 0.56; break; case 796: bar = 0.56; break; case 797: bar = 0.55; break; case 798: bar = 0.55; break; case 799: bar = 0.55; break; case 800: bar = 0.55; break; case 801: bar = 0.55; break; case 802: bar = 0.55; break; case 803: bar = 0.54; break; case 804: bar = 0.54; break; case 805: bar = 0.54; break; case 806: bar = 0.54; break; case 807: bar = 0.54; break; case 808: bar = 0.54; break; case 809: bar = 0.53; break; case 810: bar = 0.53; break; case 811: bar = 0.53; break; case 812: bar = 0.53; break; case 813: bar = 0.53; break; case 814: bar = 0.53; break; case 815: bar = 0.53; break; case 816: bar = 0.52; break; case 817: bar = 0.52; break; case 818: bar = 0.52; break; case 819: bar = 0.52; break; case 820: bar = 0.52; break; case 821: bar = 0.52; break; case 822: bar = 0.51; break; case 823: bar = 0.51; break; case 824: bar = 0.51; break; case 825: bar = 0.51; break; case 826: bar = 0.51; break; case 827: bar = 0.51; break; case 828: bar = 0.5; break; case 829: bar = 0.5; break; case 830: bar = 0.5; break; case 831: bar = 0.5; break; case 832: bar = 0.5; break; case 833: bar = 0.5; break; case 834: bar = 0.5; break; case 835: bar = 0.49; break; case 836: bar = 0.49; break; case 837: bar = 0.49; break; case 838: bar = 0.49; break; case 839: bar = 0.49; break; case 840: bar = 0.49; break; case 841: bar = 0.48; break; case 842: bar = 0.48; break; case 843: bar = 0.48; break; case 844: bar = 0.48; break; case 845: bar = 0.48; break; case 846: bar = 0.48; break; case 847: bar = 0.48; break; case 848: bar = 0.47; break; case 849: bar = 0.47; break; case 850: bar = 0.47; break; case 851: bar = 0.47; break; case 852: bar = 0.47; break; case 853: bar = 0.47; break; case 854: bar = 0.47; break; case 855: bar = 0.46; break; case 856: bar = 0.46; break; case 857: bar = 0.46; break; case 858: bar = 0.46; break; case 859: bar = 0.46; break; case 860: bar = 0.46; break; case 861: bar = 0.46; break; case 862: bar = 0.45; break; case 863: bar = 0.45; break; case 864: bar = 0.45; break; case 865: bar = 0.45; break; case 866: bar = 0.45; break; case 867: bar = 0.45; break; case 868: bar = 0.45; break; case 869: bar = 0.44; break; case 870: bar = 0.44; break; case 871: bar = 0.44; break; case 872: bar = 0.44; break; case 873: bar = 0.44; break; case 874: bar = 0.44; break; case 875: bar = 0.44; break; case 876: bar = 0.43; break; case 877: bar = 0.43; break; case 878: bar = 0.43; break; case 879: bar = 0.43; break; case 880: bar = 0.43; break; case 881: bar = 0.43; break; case 882: bar = 0.43; break; case 883: bar = 0.42; break; case 884: bar = 0.42; break; case 885: bar = 0.42; break; case 886: bar = 0.42; break; case 887: bar = 0.42; break; case 888: bar = 0.42; break; case 889: bar = 0.42; break; case 890: bar = 0.41; break; case 891: bar = 0.41; break; case 892: bar = 0.41; break; case 893: bar = 0.41; break; case 894: bar = 0.41; break; case 895: bar = 0.41; break; case 896: bar = 0.41; break; case 897: bar = 0.41; break; case 898: bar = 0.4; break; case 899: bar = 0.4; break; case 900: bar = 0.4; break; case 901: bar = 0.4; break; case 902: bar = 0.4; break; case 903: bar = 0.4; break; case 904: bar = 0.4; break; case 905: bar = 0.39; break; case 906: bar = 0.39; break; case 907: bar = 0.39; break; case 908: bar = 0.39; break; case 909: bar = 0.39; break; case 910: bar = 0.39; break; case 911: bar = 0.39; break; case 912: bar = 0.39; break; case 913: bar = 0.38; break; case 914: bar = 0.38; break; case 915: bar = 0.38; break; case 916: bar = 0.38; break; case 917: bar = 0.38; break; case 918: bar = 0.38; break; case 919: bar = 0.38; break; case 920: bar = 0.38; break; case 921: bar = 0.37; break; case 922: bar = 0.37; break; case 923: bar = 0.37; break; case 924: bar = 0.37; break; case 925: bar = 0.37; break; case 926: bar = 0.37; break; case 927: bar = 0.37; break; case 928: bar = 0.37; break; case 929: bar = 0.36; break; case 930: bar = 0.36; break; case 931: bar = 0.36; break; case 932: bar = 0.36; break; case 933: bar = 0.36; break; case 934: bar = 0.36; break; case 935: bar = 0.36; break; case 936: bar = 0.36; break; case 937: bar = 0.35; break; case 938: bar = 0.35; break; case 939: bar = 0.35; break; case 940: bar = 0.35; break; case 941: bar = 0.35; break; case 942: bar = 0.35; break; case 943: bar = 0.35; break; case 944: bar = 0.35; break; case 945: bar = 0.34; break; case 946: bar = 0.34; break; case 947: bar = 0.34; break; case 948: bar = 0.34; break; case 949: bar = 0.34; break; case 950: bar = 0.34; break; case 951: bar = 0.34; break; case 952: bar = 0.34; break; case 953: bar = 0.33; break; case 954: bar = 0.33; break; case 955: bar = 0.33; break; case 956: bar = 0.33; break; case 957: bar = 0.33; break; case 958: bar = 0.33; break; case 959: bar = 0.33; break; case 960: bar = 0.33; break; case 961: bar = 0.32; break; case 962: bar = 0.32; break; case 963: bar = 0.32; break; case 964: bar = 0.32; break; case 965: bar = 0.32; break; case 966: bar = 0.32; break; case 967: bar = 0.32; break; case 968: bar = 0.32; break; case 969: bar = 0.32; break; case 970: bar = 0.31; break; case 971: bar = 0.31; break; case 972: bar = 0.31; break; case 973: bar = 0.31; break; case 974: bar = 0.31; break; case 975: bar = 0.31; break; case 976: bar = 0.31; break; case 977: bar = 0.31; break; case 978: bar = 0.3; break; case 979: bar = 0.3; break; case 980: bar = 0.3; break; case 981: bar = 0.3; break; case 982: bar = 0.3; break; case 983: bar = 0.3; break; case 984: bar = 0.3; break; case 985: bar = 0.3; break; case 986: bar = 0.3; break; case 987: bar = 0.29; break; case 988: bar = 0.29; break; case 989: bar = 0.29; break; case 990: bar = 0.29; break; case 991: bar = 0.29; break; case 992: bar = 0.29; break; case 993: bar = 0.29; break; case 994: bar = 0.29; break; case 995: bar = 0.29; break; case 996: bar = 0.28; break; case 997: bar = 0.28; break; case 998: bar = 0.28; break; case 999: bar = 0.28; break; case 1000: bar = 0.28; break; case 1001: bar = 0.28; break; case 1002: bar = 0.28; break; case 1003: bar = 0.28; break; case 1004: bar = 0.28; break; case 1005: bar = 0.27; break; case 1006: bar = 0.27; break; case 1007: bar = 0.27; break; case 1008: bar = 0.27; break; case 1009: bar = 0.27; break; case 1010: bar = 0.27; break; case 1011: bar = 0.27; break; case 1012: bar = 0.27; break; case 1013: bar = 0.27; break; case 1014: bar = 0.26; break; case 1015: bar = 0.26; break; case 1016: bar = 0.26; break; case 1017: bar = 0.26; break; case 1018: bar = 0.26; break; case 1019: bar = 0.26; break; case 1020: bar = 0.26; break; case 1021: bar = 0.26; break; case 1022: bar = 0.26; break; case 1023: bar = 0.26; break; case 1024: bar = 0.25; break;
case 109: bar = 6.96; break; | case 109: bar = 6.96; break; case 110: bar = 6.9; break; case 111: bar = 6.85; break; case 112: bar = 6.79; break; case 113: bar = 6.74; break; case 114: bar = 6.68; break; case 115: bar = 6.63; break; case 116: bar = 6.57; break; case 117: bar = 6.52; break; case 118: bar = 6.47; break; case 119: bar = 6.42; break; case 120: bar = 6.37; break; case 121: bar = 6.32; break; case 122: bar = 6.27; break; case 123: bar = 6.23; break; case 124: bar = 6.18; break; case 125: bar = 6.13; break; case 126: bar = 6.09; break; case 127: bar = 6.04; break; case 128: bar = 6; break; case 129: bar = 5.95; break; case 130: bar = 5.91; break; case 131: bar = 5.87; break; case 132: bar = 5.83; break; case 133: bar = 5.79; break; case 134: bar = 5.75; break; case 135: bar = 5.71; break; case 136: bar = 5.67; break; case 137: bar = 5.63; break; case 138: bar = 5.59; break; case 139: bar = 5.55; break; case 140: bar = 5.51; break; case 141: bar = 5.47; break; case 142: bar = 5.44; break; case 143: bar = 5.4; break; case 144: bar = 5.37; break; case 145: bar = 5.33; break; case 146: bar = 5.3; break; case 147: bar = 5.26; break; case 148: bar = 5.23; break; case 149: bar = 5.19; break; case 150: bar = 5.16; break; case 151: bar = 5.13; break; case 152: bar = 5.09; break; case 153: bar = 5.06; break; case 154: bar = 5.03; break; case 155: bar = 5; break; case 156: bar = 4.97; break; case 157: bar = 4.94; break; case 158: bar = 4.91; break; case 159: bar = 4.88; break; case 160: bar = 4.85; break; case 161: bar = 4.82; break; case 162: bar = 4.79; break; case 163: bar = 4.76; break; case 164: bar = 4.73; break; case 165: bar = 4.7; break; case 166: bar = 4.68; break; case 167: bar = 4.65; break; case 168: bar = 4.62; break; case 169: bar = 4.59; break; case 170: bar = 4.57; break; case 171: bar = 4.54; break; case 172: bar = 4.52; break; case 173: bar = 4.49; break; case 174: bar = 4.46; break; case 175: bar = 4.44; break; case 176: bar = 4.41; break; case 177: bar = 4.39; break; case 178: bar = 4.36; break; case 179: bar = 4.34; break; case 180: bar = 4.32; break; case 181: bar = 4.29; break; case 182: bar = 4.27; break; case 183: bar = 4.25; break; case 184: bar = 4.22; break; case 185: bar = 4.2; break; case 186: bar = 4.18; break; case 187: bar = 4.15; break; case 188: bar = 4.13; break; case 189: bar = 4.11; break; case 190: bar = 4.09; break; case 191: bar = 4.07; break; case 192: bar = 4.05; break; case 193: bar = 4.02; break; case 194: bar = 4; break; case 195: bar = 3.98; break; case 196: bar = 3.96; break; case 197: bar = 3.94; break; case 198: bar = 3.92; break; case 199: bar = 3.9; break; case 200: bar = 3.88; break; case 201: bar = 3.86; break; case 202: bar = 3.84; break; case 203: bar = 3.82; break; case 204: bar = 3.8; break; case 205: bar = 3.78; break; case 206: bar = 3.77; break; case 207: bar = 3.75; break; case 208: bar = 3.73; break; case 209: bar = 3.71; break; case 210: bar = 3.69; break; case 211: bar = 3.67; break; case 212: bar = 3.66; break; case 213: bar = 3.64; break; case 214: bar = 3.62; break; case 215: bar = 3.6; break; case 216: bar = 3.59; break; case 217: bar = 3.57; break; case 218: bar = 3.55; break; case 219: bar = 3.53; break; case 220: bar = 3.52; break; case 221: bar = 3.5; break; case 222: bar = 3.48; break; case 223: bar = 3.47; break; case 224: bar = 3.45; break; case 225: bar = 3.44; break; case 226: bar = 3.42; break; case 227: bar = 3.4; break; case 228: bar = 3.39; break; case 229: bar = 3.37; break; case 230: bar = 3.36; break; case 231: bar = 3.34; break; case 232: bar = 3.33; break; case 233: bar = 3.31; break; case 234: bar = 3.3; break; case 235: bar = 3.28; break; case 236: bar = 3.27; break; case 237: bar = 3.25; break; case 238: bar = 3.24; break; case 239: bar = 3.22; break; case 240: bar = 3.21; break; case 241: bar = 3.19; break; case 242: bar = 3.18; break; case 243: bar = 3.17; break; case 244: bar = 3.15; break; case 245: bar = 3.14; break; case 246: bar = 3.12; break; case 247: bar = 3.11; break; case 248: bar = 3.1; break; case 249: bar = 3.08; break; case 250: bar = 3.07; break; case 251: bar = 3.06; break; case 252: bar = 3.04; break; case 253: bar = 3.03; break; case 254: bar = 3.02; break; case 255: bar = 3.01; break; case 256: bar = 2.99; break; case 257: bar = 2.98; break; case 258: bar = 2.97; break; case 259: bar = 2.96; break; case 260: bar = 2.94; break; case 261: bar = 2.93; break; case 262: bar = 2.92; break; case 263: bar = 2.91; break; case 264: bar = 2.89; break; case 265: bar = 2.88; break; case 266: bar = 2.87; break; case 267: bar = 2.86; break; case 268: bar = 2.85; break; case 269: bar = 2.83; break; case 270: bar = 2.82; break; case 271: bar = 2.81; break; case 272: bar = 2.8; break; case 273: bar = 2.79; break; case 274: bar = 2.78; break; case 275: bar = 2.77; break; case 276: bar = 2.76; break; case 277: bar = 2.74; break; case 278: bar = 2.73; break; case 279: bar = 2.72; break; case 280: bar = 2.71; break; case 281: bar = 2.7; break; case 282: bar = 2.69; break; case 283: bar = 2.68; break; case 284: bar = 2.67; break; case 285: bar = 2.66; break; case 286: bar = 2.65; break; case 287: bar = 2.64; break; case 288: bar = 2.63; break; case 289: bar = 2.62; break; case 290: bar = 2.61; break; case 291: bar = 2.6; break; case 292: bar = 2.59; break; case 293: bar = 2.58; break; case 294: bar = 2.57; break; case 295: bar = 2.56; break; case 296: bar = 2.55; break; case 297: bar = 2.54; break; case 298: bar = 2.53; break; case 299: bar = 2.52; break; case 300: bar = 2.51; break; case 301: bar = 2.5; break; case 302: bar = 2.49; break; case 303: bar = 2.48; break; case 304: bar = 2.47; break; case 305: bar = 2.46; break; case 306: bar = 2.45; break; case 307: bar = 2.44; break; case 308: bar = 2.43; break; case 309: bar = 2.42; break; case 310: bar = 2.41; break; case 311: bar = 2.41; break; case 312: bar = 2.4; break; case 313: bar = 2.39; break; case 314: bar = 2.38; break; case 315: bar = 2.37; break; case 316: bar = 2.36; break; case 317: bar = 2.35; break; case 318: bar = 2.34; break; case 319: bar = 2.34; break; case 320: bar = 2.33; break; case 321: bar = 2.32; break; case 322: bar = 2.31; break; case 323: bar = 2.3; break; case 324: bar = 2.29; break; case 325: bar = 2.28; break; case 326: bar = 2.28; break; case 327: bar = 2.27; break; case 328: bar = 2.26; break; case 329: bar = 2.25; break; case 330: bar = 2.24; break; case 331: bar = 2.24; break; case 332: bar = 2.23; break; case 333: bar = 2.22; break; case 334: bar = 2.21; break; case 335: bar = 2.2; break; case 336: bar = 2.2; break; case 337: bar = 2.19; break; case 338: bar = 2.18; break; case 339: bar = 2.17; break; case 340: bar = 2.17; break; case 341: bar = 2.16; break; case 342: bar = 2.15; break; case 343: bar = 2.14; break; case 344: bar = 2.13; break; case 345: bar = 2.13; break; case 346: bar = 2.12; break; case 347: bar = 2.11; break; case 348: bar = 2.11; break; case 349: bar = 2.1; break; case 350: bar = 2.09; break; case 351: bar = 2.08; break; case 352: bar = 2.08; break; case 353: bar = 2.07; break; case 354: bar = 2.06; break; case 355: bar = 2.05; break; case 356: bar = 2.05; break; case 357: bar = 2.04; break; case 358: bar = 2.03; break; case 359: bar = 2.03; break; case 360: bar = 2.02; break; case 361: bar = 2.01; break; case 362: bar = 2.01; break; case 363: bar = 2; break; case 364: bar = 1.99; break; case 365: bar = 1.99; break; case 366: bar = 1.98; break; case 367: bar = 1.97; break; case 368: bar = 1.97; break; case 369: bar = 1.96; break; case 370: bar = 1.95; break; case 371: bar = 1.95; break; case 372: bar = 1.94; break; case 373: bar = 1.93; break; case 374: bar = 1.93; break; case 375: bar = 1.92; break; case 376: bar = 1.91; break; case 377: bar = 1.91; break; case 378: bar = 1.9; break; case 379: bar = 1.89; break; case 380: bar = 1.89; break; case 381: bar = 1.88; break; case 382: bar = 1.88; break; case 383: bar = 1.87; break; case 384: bar = 1.86; break; case 385: bar = 1.86; break; case 386: bar = 1.85; break; case 387: bar = 1.85; break; case 388: bar = 1.84; break; case 389: bar = 1.83; break; case 390: bar = 1.83; break; case 391: bar = 1.82; break; case 392: bar = 1.82; break; case 393: bar = 1.81; break; case 394: bar = 1.8; break; case 395: bar = 1.8; break; case 396: bar = 1.79; break; case 397: bar = 1.79; break; case 398: bar = 1.78; break; case 399: bar = 1.77; break; case 400: bar = 1.77; break; case 401: bar = 1.76; break; case 402: bar = 1.76; break; case 403: bar = 1.75; break; case 404: bar = 1.75; break; case 405: bar = 1.74; break; case 406: bar = 1.73; break; case 407: bar = 1.73; break; case 408: bar = 1.72; break; case 409: bar = 1.72; break; case 410: bar = 1.71; break; case 411: bar = 1.71; break; case 412: bar = 1.7; break; case 413: bar = 1.7; break; case 414: bar = 1.69; break; case 415: bar = 1.69; break; case 416: bar = 1.68; break; case 417: bar = 1.67; break; case 418: bar = 1.67; break; case 419: bar = 1.66; break; case 420: bar = 1.66; break; case 421: bar = 1.65; break; case 422: bar = 1.65; break; case 423: bar = 1.64; break; case 424: bar = 1.64; break; case 425: bar = 1.63; break; case 426: bar = 1.63; break; case 427: bar = 1.62; break; case 428: bar = 1.62; break; case 429: bar = 1.61; break; case 430: bar = 1.61; break; case 431: bar = 1.6; break; case 432: bar = 1.6; break; case 433: bar = 1.59; break; case 434: bar = 1.59; break; case 435: bar = 1.58; break; case 436: bar = 1.58; break; case 437: bar = 1.57; break; case 438: bar = 1.57; break; case 439: bar = 1.56; break; case 440: bar = 1.56; break; case 441: bar = 1.55; break; case 442: bar = 1.55; break; case 443: bar = 1.54; break; case 444: bar = 1.54; break; case 445: bar = 1.53; break; case 446: bar = 1.53; break; case 447: bar = 1.53; break; case 448: bar = 1.52; break; case 449: bar = 1.52; break; case 450: bar = 1.51; break; case 451: bar = 1.51; break; case 452: bar = 1.5; break; case 453: bar = 1.5; break; case 454: bar = 1.49; break; case 455: bar = 1.49; break; case 456: bar = 1.48; break; case 457: bar = 1.48; break; case 458: bar = 1.47; break; case 459: bar = 1.47; break; case 460: bar = 1.47; break; case 461: bar = 1.46; break; case 462: bar = 1.46; break; case 463: bar = 1.45; break; case 464: bar = 1.45; break; case 465: bar = 1.44; break; case 466: bar = 1.44; break; case 467: bar = 1.44; break; case 468: bar = 1.43; break; case 469: bar = 1.43; break; case 470: bar = 1.42; break; case 471: bar = 1.42; break; case 472: bar = 1.41; break; case 473: bar = 1.41; break; case 474: bar = 1.41; break; case 475: bar = 1.4; break; case 476: bar = 1.4; break; case 477: bar = 1.39; break; case 478: bar = 1.39; break; case 479: bar = 1.38; break; case 480: bar = 1.38; break; case 481: bar = 1.38; break; case 482: bar = 1.37; break; case 483: bar = 1.37; break; case 484: bar = 1.36; break; case 485: bar = 1.36; break; case 486: bar = 1.36; break; case 487: bar = 1.35; break; case 488: bar = 1.35; break; case 489: bar = 1.34; break; case 490: bar = 1.34; break; case 491: bar = 1.34; break; case 492: bar = 1.33; break; case 493: bar = 1.33; break; case 494: bar = 1.32; break; case 495: bar = 1.32; break; case 496: bar = 1.32; break; case 497: bar = 1.31; break; case 498: bar = 1.31; break; case 499: bar = 1.3; break; case 500: bar = 1.3; break; case 501: bar = 1.3; break; case 502: bar = 1.29; break; case 503: bar = 1.29; break; case 504: bar = 1.29; break; case 505: bar = 1.28; break; case 506: bar = 1.28; break; case 507: bar = 1.27; break; case 508: bar = 1.27; break; case 509: bar = 1.27; break; case 510: bar = 1.26; break; case 511: bar = 1.26; break; case 512: bar = 1.26; break; case 513: bar = 1.25; break; case 514: bar = 1.25; break; case 515: bar = 1.24; break; case 516: bar = 1.24; break; case 517: bar = 1.24; break; case 518: bar = 1.23; break; case 519: bar = 1.23; break; case 520: bar = 1.23; break; case 521: bar = 1.22; break; case 522: bar = 1.22; break; case 523: bar = 1.22; break; case 524: bar = 1.21; break; case 525: bar = 1.21; break; case 526: bar = 1.21; break; case 527: bar = 1.2; break; case 528: bar = 1.2; break; case 529: bar = 1.2; break; case 530: bar = 1.19; break; case 531: bar = 1.19; break; case 532: bar = 1.18; break; case 533: bar = 1.18; break; case 534: bar = 1.18; break; case 535: bar = 1.17; break; case 536: bar = 1.17; break; case 537: bar = 1.17; break; case 538: bar = 1.16; break; case 539: bar = 1.16; break; case 540: bar = 1.16; break; case 541: bar = 1.15; break; case 542: bar = 1.15; break; case 543: bar = 1.15; break; case 544: bar = 1.14; break; case 545: bar = 1.14; break; case 546: bar = 1.14; break; case 547: bar = 1.13; break; case 548: bar = 1.13; break; case 549: bar = 1.13; break; case 550: bar = 1.12; break; case 551: bar = 1.12; break; case 552: bar = 1.12; break; case 553: bar = 1.12; break; case 554: bar = 1.11; break; case 555: bar = 1.11; break; case 556: bar = 1.11; break; case 557: bar = 1.1; break; case 558: bar = 1.1; break; case 559: bar = 1.1; break; case 560: bar = 1.09; break; case 561: bar = 1.09; break; case 562: bar = 1.09; break; case 563: bar = 1.08; break; case 564: bar = 1.08; break; case 565: bar = 1.08; break; case 566: bar = 1.07; break; case 567: bar = 1.07; break; case 568: bar = 1.07; break; case 569: bar = 1.07; break; case 570: bar = 1.06; break; case 571: bar = 1.06; break; case 572: bar = 1.06; break; case 573: bar = 1.05; break; case 574: bar = 1.05; break; case 575: bar = 1.05; break; case 576: bar = 1.04; break; case 577: bar = 1.04; break; case 578: bar = 1.04; break; case 579: bar = 1.04; break; case 580: bar = 1.03; break; case 581: bar = 1.03; break; case 582: bar = 1.03; break; case 583: bar = 1.02; break; case 584: bar = 1.02; break; case 585: bar = 1.02; break; case 586: bar = 1.02; break; case 587: bar = 1.01; break; case 588: bar = 1.01; break; case 589: bar = 1.01; break; case 590: bar = 1; break; case 591: bar = 1; break; case 592: bar = 1; break; case 593: bar = 1; break; case 594: bar = 0.99; break; case 595: bar = 0.99; break; case 596: bar = 0.99; break; case 597: bar = 0.98; break; case 598: bar = 0.98; break; case 599: bar = 0.98; break; case 600: bar = 0.98; break; case 601: bar = 0.97; break; case 602: bar = 0.97; break; case 603: bar = 0.97; break; case 604: bar = 0.96; break; case 605: bar = 0.96; break; case 606: bar = 0.96; break; case 607: bar = 0.96; break; case 608: bar = 0.95; break; case 609: bar = 0.95; break; case 610: bar = 0.95; break; case 611: bar = 0.95; break; case 612: bar = 0.94; break; case 613: bar = 0.94; break; case 614: bar = 0.94; break; case 615: bar = 0.94; break; case 616: bar = 0.93; break; case 617: bar = 0.93; break; case 618: bar = 0.93; break; case 619: bar = 0.92; break; case 620: bar = 0.92; break; case 621: bar = 0.92; break; case 622: bar = 0.92; break; case 623: bar = 0.91; break; case 624: bar = 0.91; break; case 625: bar = 0.91; break; case 626: bar = 0.91; break; case 627: bar = 0.9; break; case 628: bar = 0.9; break; case 629: bar = 0.9; break; case 630: bar = 0.9; break; case 631: bar = 0.89; break; case 632: bar = 0.89; break; case 633: bar = 0.89; break; case 634: bar = 0.89; break; case 635: bar = 0.88; break; case 636: bar = 0.88; break; case 637: bar = 0.88; break; case 638: bar = 0.88; break; case 639: bar = 0.87; break; case 640: bar = 0.87; break; case 641: bar = 0.87; break; case 642: bar = 0.87; break; case 643: bar = 0.86; break; case 644: bar = 0.86; break; case 645: bar = 0.86; break; case 646: bar = 0.86; break; case 647: bar = 0.85; break; case 648: bar = 0.85; break; case 649: bar = 0.85; break; case 650: bar = 0.85; break; case 651: bar = 0.84; break; case 652: bar = 0.84; break; case 653: bar = 0.84; break; case 654: bar = 0.84; break; case 655: bar = 0.84; break; case 656: bar = 0.83; break; case 657: bar = 0.83; break; case 658: bar = 0.83; break; case 659: bar = 0.83; break; case 660: bar = 0.82; break; case 661: bar = 0.82; break; case 662: bar = 0.82; break; case 663: bar = 0.82; break; case 664: bar = 0.81; break; case 665: bar = 0.81; break; case 666: bar = 0.81; break; case 667: bar = 0.81; break; case 668: bar = 0.81; break; case 669: bar = 0.8; break; case 670: bar = 0.8; break; case 671: bar = 0.8; break; case 672: bar = 0.8; break; case 673: bar = 0.79; break; case 674: bar = 0.79; break; case 675: bar = 0.79; break; case 676: bar = 0.79; break; case 677: bar = 0.78; break; case 678: bar = 0.78; break; case 679: bar = 0.78; break; case 680: bar = 0.78; break; case 681: bar = 0.78; break; case 682: bar = 0.77; break; case 683: bar = 0.77; break; case 684: bar = 0.77; break; case 685: bar = 0.77; break; case 686: bar = 0.77; break; case 687: bar = 0.76; break; case 688: bar = 0.76; break; case 689: bar = 0.76; break; case 690: bar = 0.76; break; case 691: bar = 0.75; break; case 692: bar = 0.75; break; case 693: bar = 0.75; break; case 694: bar = 0.75; break; case 695: bar = 0.75; break; case 696: bar = 0.74; break; case 697: bar = 0.74; break; case 698: bar = 0.74; break; case 699: bar = 0.74; break; case 700: bar = 0.74; break; case 701: bar = 0.73; break; case 702: bar = 0.73; break; case 703: bar = 0.73; break; case 704: bar = 0.73; break; case 705: bar = 0.72; break; case 706: bar = 0.72; break; case 707: bar = 0.72; break; case 708: bar = 0.72; break; case 709: bar = 0.72; break; case 710: bar = 0.71; break; case 711: bar = 0.71; break; case 712: bar = 0.71; break; case 713: bar = 0.71; break; case 714: bar = 0.71; break; case 715: bar = 0.7; break; case 716: bar = 0.7; break; case 717: bar = 0.7; break; case 718: bar = 0.7; break; case 719: bar = 0.7; break; case 720: bar = 0.69; break; case 721: bar = 0.69; break; case 722: bar = 0.69; break; case 723: bar = 0.69; break; case 724: bar = 0.69; break; case 725: bar = 0.68; break; case 726: bar = 0.68; break; case 727: bar = 0.68; break; case 728: bar = 0.68; break; case 729: bar = 0.68; break; case 730: bar = 0.67; break; case 731: bar = 0.67; break; case 732: bar = 0.67; break; case 733: bar = 0.67; break; case 734: bar = 0.67; break; case 735: bar = 0.67; break; case 736: bar = 0.66; break; case 737: bar = 0.66; break; case 738: bar = 0.66; break; case 739: bar = 0.66; break; case 740: bar = 0.66; break; case 741: bar = 0.65; break; case 742: bar = 0.65; break; case 743: bar = 0.65; break; case 744: bar = 0.65; break; case 745: bar = 0.65; break; case 746: bar = 0.64; break; case 747: bar = 0.64; break; case 748: bar = 0.64; break; case 749: bar = 0.64; break; case 750: bar = 0.64; break; case 751: bar = 0.64; break; case 752: bar = 0.63; break; case 753: bar = 0.63; break; case 754: bar = 0.63; break; case 755: bar = 0.63; break; case 756: bar = 0.63; break; case 757: bar = 0.62; break; case 758: bar = 0.62; break; case 759: bar = 0.62; break; case 760: bar = 0.62; break; case 761: bar = 0.62; break; case 762: bar = 0.61; break; case 763: bar = 0.61; break; case 764: bar = 0.61; break; case 765: bar = 0.61; break; case 766: bar = 0.61; break; case 767: bar = 0.61; break; case 768: bar = 0.6; break; case 769: bar = 0.6; break; case 770: bar = 0.6; break; case 771: bar = 0.6; break; case 772: bar = 0.6; break; case 773: bar = 0.6; break; case 774: bar = 0.59; break; case 775: bar = 0.59; break; case 776: bar = 0.59; break; case 777: bar = 0.59; break; case 778: bar = 0.59; break; case 779: bar = 0.59; break; case 780: bar = 0.58; break; case 781: bar = 0.58; break; case 782: bar = 0.58; break; case 783: bar = 0.58; break; case 784: bar = 0.58; break; case 785: bar = 0.57; break; case 786: bar = 0.57; break; case 787: bar = 0.57; break; case 788: bar = 0.57; break; case 789: bar = 0.57; break; case 790: bar = 0.57; break; case 791: bar = 0.56; break; case 792: bar = 0.56; break; case 793: bar = 0.56; break; case 794: bar = 0.56; break; case 795: bar = 0.56; break; case 796: bar = 0.56; break; case 797: bar = 0.55; break; case 798: bar = 0.55; break; case 799: bar = 0.55; break; case 800: bar = 0.55; break; case 801: bar = 0.55; break; case 802: bar = 0.55; break; case 803: bar = 0.54; break; case 804: bar = 0.54; break; case 805: bar = 0.54; break; case 806: bar = 0.54; break; case 807: bar = 0.54; break; case 808: bar = 0.54; break; case 809: bar = 0.53; break; case 810: bar = 0.53; break; case 811: bar = 0.53; break; case 812: bar = 0.53; break; case 813: bar = 0.53; break; case 814: bar = 0.53; break; case 815: bar = 0.53; break; case 816: bar = 0.52; break; case 817: bar = 0.52; break; case 818: bar = 0.52; break; case 819: bar = 0.52; break; case 820: bar = 0.52; break; case 821: bar = 0.52; break; case 822: bar = 0.51; break; case 823: bar = 0.51; break; case 824: bar = 0.51; break; case 825: bar = 0.51; break; case 826: bar = 0.51; break; case 827: bar = 0.51; break; case 828: bar = 0.5; break; case 829: bar = 0.5; break; case 830: bar = 0.5; break; case 831: bar = 0.5; break; case 832: bar = 0.5; break; case 833: bar = 0.5; break; case 834: bar = 0.5; break; case 835: bar = 0.49; break; case 836: bar = 0.49; break; case 837: bar = 0.49; break; case 838: bar = 0.49; break; case 839: bar = 0.49; break; case 840: bar = 0.49; break; case 841: bar = 0.48; break; case 842: bar = 0.48; break; case 843: bar = 0.48; break; case 844: bar = 0.48; break; case 845: bar = 0.48; break; case 846: bar = 0.48; break; case 847: bar = 0.48; break; case 848: bar = 0.47; break; case 849: bar = 0.47; break; case 850: bar = 0.47; break; case 851: bar = 0.47; break; case 852: bar = 0.47; break; case 853: bar = 0.47; break; case 854: bar = 0.47; break; case 855: bar = 0.46; break; case 856: bar = 0.46; break; case 857: bar = 0.46; break; case 858: bar = 0.46; break; case 859: bar = 0.46; break; case 860: bar = 0.46; break; case 861: bar = 0.46; break; case 862: bar = 0.45; break; case 863: bar = 0.45; break; case 864: bar = 0.45; break; case 865: bar = 0.45; break; case 866: bar = 0.45; break; case 867: bar = 0.45; break; case 868: bar = 0.45; break; case 869: bar = 0.44; break; case 870: bar = 0.44; break; case 871: bar = 0.44; break; case 872: bar = 0.44; break; case 873: bar = 0.44; break; case 874: bar = 0.44; break; case 875: bar = 0.44; break; case 876: bar = 0.43; break; case 877: bar = 0.43; break; case 878: bar = 0.43; break; case 879: bar = 0.43; break; case 880: bar = 0.43; break; case 881: bar = 0.43; break; case 882: bar = 0.43; break; case 883: bar = 0.42; break; case 884: bar = 0.42; break; case 885: bar = 0.42; break; case 886: bar = 0.42; break; case 887: bar = 0.42; break; case 888: bar = 0.42; break; case 889: bar = 0.42; break; case 890: bar = 0.41; break; case 891: bar = 0.41; break; case 892: bar = 0.41; break; case 893: bar = 0.41; break; case 894: bar = 0.41; break; case 895: bar = 0.41; break; case 896: bar = 0.41; break; case 897: bar = 0.41; break; case 898: bar = 0.4; break; case 899: bar = 0.4; break; case 900: bar = 0.4; break; case 901: bar = 0.4; break; case 902: bar = 0.4; break; case 903: bar = 0.4; break; case 904: bar = 0.4; break; case 905: bar = 0.39; break; case 906: bar = 0.39; break; case 907: bar = 0.39; break; case 908: bar = 0.39; break; case 909: bar = 0.39; break; case 910: bar = 0.39; break; case 911: bar = 0.39; break; case 912: bar = 0.39; break; case 913: bar = 0.38; break; case 914: bar = 0.38; break; case 915: bar = 0.38; break; case 916: bar = 0.38; break; case 917: bar = 0.38; break; case 918: bar = 0.38; break; case 919: bar = 0.38; break; case 920: bar = 0.38; break; case 921: bar = 0.37; break; case 922: bar = 0.37; break; case 923: bar = 0.37; break; case 924: bar = 0.37; break; case 925: bar = 0.37; break; case 926: bar = 0.37; break; case 927: bar = 0.37; break; case 928: bar = 0.37; break; case 929: bar = 0.36; break; case 930: bar = 0.36; break; case 931: bar = 0.36; break; case 932: bar = 0.36; break; case 933: bar = 0.36; break; case 934: bar = 0.36; break; case 935: bar = 0.36; break; case 936: bar = 0.36; break; case 937: bar = 0.35; break; case 938: bar = 0.35; break; case 939: bar = 0.35; break; case 940: bar = 0.35; break; case 941: bar = 0.35; break; case 942: bar = 0.35; break; case 943: bar = 0.35; break; case 944: bar = 0.35; break; case 945: bar = 0.34; break; case 946: bar = 0.34; break; case 947: bar = 0.34; break; case 948: bar = 0.34; break; case 949: bar = 0.34; break; case 950: bar = 0.34; break; case 951: bar = 0.34; break; case 952: bar = 0.34; break; case 953: bar = 0.33; break; case 954: bar = 0.33; break; case 955: bar = 0.33; break; case 956: bar = 0.33; break; case 957: bar = 0.33; break; case 958: bar = 0.33; break; case 959: bar = 0.33; break; case 960: bar = 0.33; break; case 961: bar = 0.32; break; case 962: bar = 0.32; break; case 963: bar = 0.32; break; case 964: bar = 0.32; break; case 965: bar = 0.32; break; case 966: bar = 0.32; break; case 967: bar = 0.32; break; case 968: bar = 0.32; break; case 969: bar = 0.32; break; case 970: bar = 0.31; break; case 971: bar = 0.31; break; case 972: bar = 0.31; break; case 973: bar = 0.31; break; case 974: bar = 0.31; break; case 975: bar = 0.31; break; case 976: bar = 0.31; break; case 977: bar = 0.31; break; case 978: bar = 0.3; break; case 979: bar = 0.3; break; case 980: bar = 0.3; break; case 981: bar = 0.3; break; case 982: bar = 0.3; break; case 983: bar = 0.3; break; case 984: bar = 0.3; break; case 985: bar = 0.3; break; case 986: bar = 0.3; break; case 987: bar = 0.29; break; case 988: bar = 0.29; break; case 989: bar = 0.29; break; case 990: bar = 0.29; break; case 991: bar = 0.29; break; case 992: bar = 0.29; break; case 993: bar = 0.29; break; case 994: bar = 0.29; break; case 995: bar = 0.29; break; case 996: bar = 0.28; break; case 997: bar = 0.28; break; case 998: bar = 0.28; break; case 999: bar = 0.28; break; case 1000: bar = 0.28; break; case 1001: bar = 0.28; break; case 1002: bar = 0.28; break; case 1003: bar = 0.28; break; case 1004: bar = 0.28; break; case 1005: bar = 0.27; break; case 1006: bar = 0.27; break; case 1007: bar = 0.27; break; case 1008: bar = 0.27; break; case 1009: bar = 0.27; break; case 1010: bar = 0.27; break; case 1011: bar = 0.27; break; case 1012: bar = 0.27; break; case 1013: bar = 0.27; break; case 1014: bar = 0.26; break; case 1015: bar = 0.26; break; case 1016: bar = 0.26; break; case 1017: bar = 0.26; break; case 1018: bar = 0.26; break; case 1019: bar = 0.26; break; case 1020: bar = 0.26; break; case 1021: bar = 0.26; break; case 1022: bar = 0.26; break; case 1023: bar = 0.26; break; case 1024: bar = 0.25; break;
case 110: bar = 6.9; break; | case 110: bar = 6.9; break; case 111: bar = 6.85; break; case 112: bar = 6.79; break; case 113: bar = 6.74; break; case 114: bar = 6.68; break; case 115: bar = 6.63; break; case 116: bar = 6.57; break; case 117: bar = 6.52; break; case 118: bar = 6.47; break; case 119: bar = 6.42; break; case 120: bar = 6.37; break; case 121: bar = 6.32; break; case 122: bar = 6.27; break; case 123: bar = 6.23; break; case 124: bar = 6.18; break; case 125: bar = 6.13; break; case 126: bar = 6.09; break; case 127: bar = 6.04; break; case 128: bar = 6; break; case 129: bar = 5.95; break; case 130: bar = 5.91; break; case 131: bar = 5.87; break; case 132: bar = 5.83; break; case 133: bar = 5.79; break; case 134: bar = 5.75; break; case 135: bar = 5.71; break; case 136: bar = 5.67; break; case 137: bar = 5.63; break; case 138: bar = 5.59; break; case 139: bar = 5.55; break; case 140: bar = 5.51; break; case 141: bar = 5.47; break; case 142: bar = 5.44; break; case 143: bar = 5.4; break; case 144: bar = 5.37; break; case 145: bar = 5.33; break; case 146: bar = 5.3; break; case 147: bar = 5.26; break; case 148: bar = 5.23; break; case 149: bar = 5.19; break; case 150: bar = 5.16; break; case 151: bar = 5.13; break; case 152: bar = 5.09; break; case 153: bar = 5.06; break; case 154: bar = 5.03; break; case 155: bar = 5; break; case 156: bar = 4.97; break; case 157: bar = 4.94; break; case 158: bar = 4.91; break; case 159: bar = 4.88; break; case 160: bar = 4.85; break; case 161: bar = 4.82; break; case 162: bar = 4.79; break; case 163: bar = 4.76; break; case 164: bar = 4.73; break; case 165: bar = 4.7; break; case 166: bar = 4.68; break; case 167: bar = 4.65; break; case 168: bar = 4.62; break; case 169: bar = 4.59; break; case 170: bar = 4.57; break; case 171: bar = 4.54; break; case 172: bar = 4.52; break; case 173: bar = 4.49; break; case 174: bar = 4.46; break; case 175: bar = 4.44; break; case 176: bar = 4.41; break; case 177: bar = 4.39; break; case 178: bar = 4.36; break; case 179: bar = 4.34; break; case 180: bar = 4.32; break; case 181: bar = 4.29; break; case 182: bar = 4.27; break; case 183: bar = 4.25; break; case 184: bar = 4.22; break; case 185: bar = 4.2; break; case 186: bar = 4.18; break; case 187: bar = 4.15; break; case 188: bar = 4.13; break; case 189: bar = 4.11; break; case 190: bar = 4.09; break; case 191: bar = 4.07; break; case 192: bar = 4.05; break; case 193: bar = 4.02; break; case 194: bar = 4; break; case 195: bar = 3.98; break; case 196: bar = 3.96; break; case 197: bar = 3.94; break; case 198: bar = 3.92; break; case 199: bar = 3.9; break; case 200: bar = 3.88; break; case 201: bar = 3.86; break; case 202: bar = 3.84; break; case 203: bar = 3.82; break; case 204: bar = 3.8; break; case 205: bar = 3.78; break; case 206: bar = 3.77; break; case 207: bar = 3.75; break; case 208: bar = 3.73; break; case 209: bar = 3.71; break; case 210: bar = 3.69; break; case 211: bar = 3.67; break; case 212: bar = 3.66; break; case 213: bar = 3.64; break; case 214: bar = 3.62; break; case 215: bar = 3.6; break; case 216: bar = 3.59; break; case 217: bar = 3.57; break; case 218: bar = 3.55; break; case 219: bar = 3.53; break; case 220: bar = 3.52; break; case 221: bar = 3.5; break; case 222: bar = 3.48; break; case 223: bar = 3.47; break; case 224: bar = 3.45; break; case 225: bar = 3.44; break; case 226: bar = 3.42; break; case 227: bar = 3.4; break; case 228: bar = 3.39; break; case 229: bar = 3.37; break; case 230: bar = 3.36; break; case 231: bar = 3.34; break; case 232: bar = 3.33; break; case 233: bar = 3.31; break; case 234: bar = 3.3; break; case 235: bar = 3.28; break; case 236: bar = 3.27; break; case 237: bar = 3.25; break; case 238: bar = 3.24; break; case 239: bar = 3.22; break; case 240: bar = 3.21; break; case 241: bar = 3.19; break; case 242: bar = 3.18; break; case 243: bar = 3.17; break; case 244: bar = 3.15; break; case 245: bar = 3.14; break; case 246: bar = 3.12; break; case 247: bar = 3.11; break; case 248: bar = 3.1; break; case 249: bar = 3.08; break; case 250: bar = 3.07; break; case 251: bar = 3.06; break; case 252: bar = 3.04; break; case 253: bar = 3.03; break; case 254: bar = 3.02; break; case 255: bar = 3.01; break; case 256: bar = 2.99; break; case 257: bar = 2.98; break; case 258: bar = 2.97; break; case 259: bar = 2.96; break; case 260: bar = 2.94; break; case 261: bar = 2.93; break; case 262: bar = 2.92; break; case 263: bar = 2.91; break; case 264: bar = 2.89; break; case 265: bar = 2.88; break; case 266: bar = 2.87; break; case 267: bar = 2.86; break; case 268: bar = 2.85; break; case 269: bar = 2.83; break; case 270: bar = 2.82; break; case 271: bar = 2.81; break; case 272: bar = 2.8; break; case 273: bar = 2.79; break; case 274: bar = 2.78; break; case 275: bar = 2.77; break; case 276: bar = 2.76; break; case 277: bar = 2.74; break; case 278: bar = 2.73; break; case 279: bar = 2.72; break; case 280: bar = 2.71; break; case 281: bar = 2.7; break; case 282: bar = 2.69; break; case 283: bar = 2.68; break; case 284: bar = 2.67; break; case 285: bar = 2.66; break; case 286: bar = 2.65; break; case 287: bar = 2.64; break; case 288: bar = 2.63; break; case 289: bar = 2.62; break; case 290: bar = 2.61; break; case 291: bar = 2.6; break; case 292: bar = 2.59; break; case 293: bar = 2.58; break; case 294: bar = 2.57; break; case 295: bar = 2.56; break; case 296: bar = 2.55; break; case 297: bar = 2.54; break; case 298: bar = 2.53; break; case 299: bar = 2.52; break; case 300: bar = 2.51; break; case 301: bar = 2.5; break; case 302: bar = 2.49; break; case 303: bar = 2.48; break; case 304: bar = 2.47; break; case 305: bar = 2.46; break; case 306: bar = 2.45; break; case 307: bar = 2.44; break; case 308: bar = 2.43; break; case 309: bar = 2.42; break; case 310: bar = 2.41; break; case 311: bar = 2.41; break; case 312: bar = 2.4; break; case 313: bar = 2.39; break; case 314: bar = 2.38; break; case 315: bar = 2.37; break; case 316: bar = 2.36; break; case 317: bar = 2.35; break; case 318: bar = 2.34; break; case 319: bar = 2.34; break; case 320: bar = 2.33; break; case 321: bar = 2.32; break; case 322: bar = 2.31; break; case 323: bar = 2.3; break; case 324: bar = 2.29; break; case 325: bar = 2.28; break; case 326: bar = 2.28; break; case 327: bar = 2.27; break; case 328: bar = 2.26; break; case 329: bar = 2.25; break; case 330: bar = 2.24; break; case 331: bar = 2.24; break; case 332: bar = 2.23; break; case 333: bar = 2.22; break; case 334: bar = 2.21; break; case 335: bar = 2.2; break; case 336: bar = 2.2; break; case 337: bar = 2.19; break; case 338: bar = 2.18; break; case 339: bar = 2.17; break; case 340: bar = 2.17; break; case 341: bar = 2.16; break; case 342: bar = 2.15; break; case 343: bar = 2.14; break; case 344: bar = 2.13; break; case 345: bar = 2.13; break; case 346: bar = 2.12; break; case 347: bar = 2.11; break; case 348: bar = 2.11; break; case 349: bar = 2.1; break; case 350: bar = 2.09; break; case 351: bar = 2.08; break; case 352: bar = 2.08; break; case 353: bar = 2.07; break; case 354: bar = 2.06; break; case 355: bar = 2.05; break; case 356: bar = 2.05; break; case 357: bar = 2.04; break; case 358: bar = 2.03; break; case 359: bar = 2.03; break; case 360: bar = 2.02; break; case 361: bar = 2.01; break; case 362: bar = 2.01; break; case 363: bar = 2; break; case 364: bar = 1.99; break; case 365: bar = 1.99; break; case 366: bar = 1.98; break; case 367: bar = 1.97; break; case 368: bar = 1.97; break; case 369: bar = 1.96; break; case 370: bar = 1.95; break; case 371: bar = 1.95; break; case 372: bar = 1.94; break; case 373: bar = 1.93; break; case 374: bar = 1.93; break; case 375: bar = 1.92; break; case 376: bar = 1.91; break; case 377: bar = 1.91; break; case 378: bar = 1.9; break; case 379: bar = 1.89; break; case 380: bar = 1.89; break; case 381: bar = 1.88; break; case 382: bar = 1.88; break; case 383: bar = 1.87; break; case 384: bar = 1.86; break; case 385: bar = 1.86; break; case 386: bar = 1.85; break; case 387: bar = 1.85; break; case 388: bar = 1.84; break; case 389: bar = 1.83; break; case 390: bar = 1.83; break; case 391: bar = 1.82; break; case 392: bar = 1.82; break; case 393: bar = 1.81; break; case 394: bar = 1.8; break; case 395: bar = 1.8; break; case 396: bar = 1.79; break; case 397: bar = 1.79; break; case 398: bar = 1.78; break; case 399: bar = 1.77; break; case 400: bar = 1.77; break; case 401: bar = 1.76; break; case 402: bar = 1.76; break; case 403: bar = 1.75; break; case 404: bar = 1.75; break; case 405: bar = 1.74; break; case 406: bar = 1.73; break; case 407: bar = 1.73; break; case 408: bar = 1.72; break; case 409: bar = 1.72; break; case 410: bar = 1.71; break; case 411: bar = 1.71; break; case 412: bar = 1.7; break; case 413: bar = 1.7; break; case 414: bar = 1.69; break; case 415: bar = 1.69; break; case 416: bar = 1.68; break; case 417: bar = 1.67; break; case 418: bar = 1.67; break; case 419: bar = 1.66; break; case 420: bar = 1.66; break; case 421: bar = 1.65; break; case 422: bar = 1.65; break; case 423: bar = 1.64; break; case 424: bar = 1.64; break; case 425: bar = 1.63; break; case 426: bar = 1.63; break; case 427: bar = 1.62; break; case 428: bar = 1.62; break; case 429: bar = 1.61; break; case 430: bar = 1.61; break; case 431: bar = 1.6; break; case 432: bar = 1.6; break; case 433: bar = 1.59; break; case 434: bar = 1.59; break; case 435: bar = 1.58; break; case 436: bar = 1.58; break; case 437: bar = 1.57; break; case 438: bar = 1.57; break; case 439: bar = 1.56; break; case 440: bar = 1.56; break; case 441: bar = 1.55; break; case 442: bar = 1.55; break; case 443: bar = 1.54; break; case 444: bar = 1.54; break; case 445: bar = 1.53; break; case 446: bar = 1.53; break; case 447: bar = 1.53; break; case 448: bar = 1.52; break; case 449: bar = 1.52; break; case 450: bar = 1.51; break; case 451: bar = 1.51; break; case 452: bar = 1.5; break; case 453: bar = 1.5; break; case 454: bar = 1.49; break; case 455: bar = 1.49; break; case 456: bar = 1.48; break; case 457: bar = 1.48; break; case 458: bar = 1.47; break; case 459: bar = 1.47; break; case 460: bar = 1.47; break; case 461: bar = 1.46; break; case 462: bar = 1.46; break; case 463: bar = 1.45; break; case 464: bar = 1.45; break; case 465: bar = 1.44; break; case 466: bar = 1.44; break; case 467: bar = 1.44; break; case 468: bar = 1.43; break; case 469: bar = 1.43; break; case 470: bar = 1.42; break; case 471: bar = 1.42; break; case 472: bar = 1.41; break; case 473: bar = 1.41; break; case 474: bar = 1.41; break; case 475: bar = 1.4; break; case 476: bar = 1.4; break; case 477: bar = 1.39; break; case 478: bar = 1.39; break; case 479: bar = 1.38; break; case 480: bar = 1.38; break; case 481: bar = 1.38; break; case 482: bar = 1.37; break; case 483: bar = 1.37; break; case 484: bar = 1.36; break; case 485: bar = 1.36; break; case 486: bar = 1.36; break; case 487: bar = 1.35; break; case 488: bar = 1.35; break; case 489: bar = 1.34; break; case 490: bar = 1.34; break; case 491: bar = 1.34; break; case 492: bar = 1.33; break; case 493: bar = 1.33; break; case 494: bar = 1.32; break; case 495: bar = 1.32; break; case 496: bar = 1.32; break; case 497: bar = 1.31; break; case 498: bar = 1.31; break; case 499: bar = 1.3; break; case 500: bar = 1.3; break; case 501: bar = 1.3; break; case 502: bar = 1.29; break; case 503: bar = 1.29; break; case 504: bar = 1.29; break; case 505: bar = 1.28; break; case 506: bar = 1.28; break; case 507: bar = 1.27; break; case 508: bar = 1.27; break; case 509: bar = 1.27; break; case 510: bar = 1.26; break; case 511: bar = 1.26; break; case 512: bar = 1.26; break; case 513: bar = 1.25; break; case 514: bar = 1.25; break; case 515: bar = 1.24; break; case 516: bar = 1.24; break; case 517: bar = 1.24; break; case 518: bar = 1.23; break; case 519: bar = 1.23; break; case 520: bar = 1.23; break; case 521: bar = 1.22; break; case 522: bar = 1.22; break; case 523: bar = 1.22; break; case 524: bar = 1.21; break; case 525: bar = 1.21; break; case 526: bar = 1.21; break; case 527: bar = 1.2; break; case 528: bar = 1.2; break; case 529: bar = 1.2; break; case 530: bar = 1.19; break; case 531: bar = 1.19; break; case 532: bar = 1.18; break; case 533: bar = 1.18; break; case 534: bar = 1.18; break; case 535: bar = 1.17; break; case 536: bar = 1.17; break; case 537: bar = 1.17; break; case 538: bar = 1.16; break; case 539: bar = 1.16; break; case 540: bar = 1.16; break; case 541: bar = 1.15; break; case 542: bar = 1.15; break; case 543: bar = 1.15; break; case 544: bar = 1.14; break; case 545: bar = 1.14; break; case 546: bar = 1.14; break; case 547: bar = 1.13; break; case 548: bar = 1.13; break; case 549: bar = 1.13; break; case 550: bar = 1.12; break; case 551: bar = 1.12; break; case 552: bar = 1.12; break; case 553: bar = 1.12; break; case 554: bar = 1.11; break; case 555: bar = 1.11; break; case 556: bar = 1.11; break; case 557: bar = 1.1; break; case 558: bar = 1.1; break; case 559: bar = 1.1; break; case 560: bar = 1.09; break; case 561: bar = 1.09; break; case 562: bar = 1.09; break; case 563: bar = 1.08; break; case 564: bar = 1.08; break; case 565: bar = 1.08; break; case 566: bar = 1.07; break; case 567: bar = 1.07; break; case 568: bar = 1.07; break; case 569: bar = 1.07; break; case 570: bar = 1.06; break; case 571: bar = 1.06; break; case 572: bar = 1.06; break; case 573: bar = 1.05; break; case 574: bar = 1.05; break; case 575: bar = 1.05; break; case 576: bar = 1.04; break; case 577: bar = 1.04; break; case 578: bar = 1.04; break; case 579: bar = 1.04; break; case 580: bar = 1.03; break; case 581: bar = 1.03; break; case 582: bar = 1.03; break; case 583: bar = 1.02; break; case 584: bar = 1.02; break; case 585: bar = 1.02; break; case 586: bar = 1.02; break; case 587: bar = 1.01; break; case 588: bar = 1.01; break; case 589: bar = 1.01; break; case 590: bar = 1; break; case 591: bar = 1; break; case 592: bar = 1; break; case 593: bar = 1; break; case 594: bar = 0.99; break; case 595: bar = 0.99; break; case 596: bar = 0.99; break; case 597: bar = 0.98; break; case 598: bar = 0.98; break; case 599: bar = 0.98; break; case 600: bar = 0.98; break; case 601: bar = 0.97; break; case 602: bar = 0.97; break; case 603: bar = 0.97; break; case 604: bar = 0.96; break; case 605: bar = 0.96; break; case 606: bar = 0.96; break; case 607: bar = 0.96; break; case 608: bar = 0.95; break; case 609: bar = 0.95; break; case 610: bar = 0.95; break; case 611: bar = 0.95; break; case 612: bar = 0.94; break; case 613: bar = 0.94; break; case 614: bar = 0.94; break; case 615: bar = 0.94; break; case 616: bar = 0.93; break; case 617: bar = 0.93; break; case 618: bar = 0.93; break; case 619: bar = 0.92; break; case 620: bar = 0.92; break; case 621: bar = 0.92; break; case 622: bar = 0.92; break; case 623: bar = 0.91; break; case 624: bar = 0.91; break; case 625: bar = 0.91; break; case 626: bar = 0.91; break; case 627: bar = 0.9; break; case 628: bar = 0.9; break; case 629: bar = 0.9; break; case 630: bar = 0.9; break; case 631: bar = 0.89; break; case 632: bar = 0.89; break; case 633: bar = 0.89; break; case 634: bar = 0.89; break; case 635: bar = 0.88; break; case 636: bar = 0.88; break; case 637: bar = 0.88; break; case 638: bar = 0.88; break; case 639: bar = 0.87; break; case 640: bar = 0.87; break; case 641: bar = 0.87; break; case 642: bar = 0.87; break; case 643: bar = 0.86; break; case 644: bar = 0.86; break; case 645: bar = 0.86; break; case 646: bar = 0.86; break; case 647: bar = 0.85; break; case 648: bar = 0.85; break; case 649: bar = 0.85; break; case 650: bar = 0.85; break; case 651: bar = 0.84; break; case 652: bar = 0.84; break; case 653: bar = 0.84; break; case 654: bar = 0.84; break; case 655: bar = 0.84; break; case 656: bar = 0.83; break; case 657: bar = 0.83; break; case 658: bar = 0.83; break; case 659: bar = 0.83; break; case 660: bar = 0.82; break; case 661: bar = 0.82; break; case 662: bar = 0.82; break; case 663: bar = 0.82; break; case 664: bar = 0.81; break; case 665: bar = 0.81; break; case 666: bar = 0.81; break; case 667: bar = 0.81; break; case 668: bar = 0.81; break; case 669: bar = 0.8; break; case 670: bar = 0.8; break; case 671: bar = 0.8; break; case 672: bar = 0.8; break; case 673: bar = 0.79; break; case 674: bar = 0.79; break; case 675: bar = 0.79; break; case 676: bar = 0.79; break; case 677: bar = 0.78; break; case 678: bar = 0.78; break; case 679: bar = 0.78; break; case 680: bar = 0.78; break; case 681: bar = 0.78; break; case 682: bar = 0.77; break; case 683: bar = 0.77; break; case 684: bar = 0.77; break; case 685: bar = 0.77; break; case 686: bar = 0.77; break; case 687: bar = 0.76; break; case 688: bar = 0.76; break; case 689: bar = 0.76; break; case 690: bar = 0.76; break; case 691: bar = 0.75; break; case 692: bar = 0.75; break; case 693: bar = 0.75; break; case 694: bar = 0.75; break; case 695: bar = 0.75; break; case 696: bar = 0.74; break; case 697: bar = 0.74; break; case 698: bar = 0.74; break; case 699: bar = 0.74; break; case 700: bar = 0.74; break; case 701: bar = 0.73; break; case 702: bar = 0.73; break; case 703: bar = 0.73; break; case 704: bar = 0.73; break; case 705: bar = 0.72; break; case 706: bar = 0.72; break; case 707: bar = 0.72; break; case 708: bar = 0.72; break; case 709: bar = 0.72; break; case 710: bar = 0.71; break; case 711: bar = 0.71; break; case 712: bar = 0.71; break; case 713: bar = 0.71; break; case 714: bar = 0.71; break; case 715: bar = 0.7; break; case 716: bar = 0.7; break; case 717: bar = 0.7; break; case 718: bar = 0.7; break; case 719: bar = 0.7; break; case 720: bar = 0.69; break; case 721: bar = 0.69; break; case 722: bar = 0.69; break; case 723: bar = 0.69; break; case 724: bar = 0.69; break; case 725: bar = 0.68; break; case 726: bar = 0.68; break; case 727: bar = 0.68; break; case 728: bar = 0.68; break; case 729: bar = 0.68; break; case 730: bar = 0.67; break; case 731: bar = 0.67; break; case 732: bar = 0.67; break; case 733: bar = 0.67; break; case 734: bar = 0.67; break; case 735: bar = 0.67; break; case 736: bar = 0.66; break; case 737: bar = 0.66; break; case 738: bar = 0.66; break; case 739: bar = 0.66; break; case 740: bar = 0.66; break; case 741: bar = 0.65; break; case 742: bar = 0.65; break; case 743: bar = 0.65; break; case 744: bar = 0.65; break; case 745: bar = 0.65; break; case 746: bar = 0.64; break; case 747: bar = 0.64; break; case 748: bar = 0.64; break; case 749: bar = 0.64; break; case 750: bar = 0.64; break; case 751: bar = 0.64; break; case 752: bar = 0.63; break; case 753: bar = 0.63; break; case 754: bar = 0.63; break; case 755: bar = 0.63; break; case 756: bar = 0.63; break; case 757: bar = 0.62; break; case 758: bar = 0.62; break; case 759: bar = 0.62; break; case 760: bar = 0.62; break; case 761: bar = 0.62; break; case 762: bar = 0.61; break; case 763: bar = 0.61; break; case 764: bar = 0.61; break; case 765: bar = 0.61; break; case 766: bar = 0.61; break; case 767: bar = 0.61; break; case 768: bar = 0.6; break; case 769: bar = 0.6; break; case 770: bar = 0.6; break; case 771: bar = 0.6; break; case 772: bar = 0.6; break; case 773: bar = 0.6; break; case 774: bar = 0.59; break; case 775: bar = 0.59; break; case 776: bar = 0.59; break; case 777: bar = 0.59; break; case 778: bar = 0.59; break; case 779: bar = 0.59; break; case 780: bar = 0.58; break; case 781: bar = 0.58; break; case 782: bar = 0.58; break; case 783: bar = 0.58; break; case 784: bar = 0.58; break; case 785: bar = 0.57; break; case 786: bar = 0.57; break; case 787: bar = 0.57; break; case 788: bar = 0.57; break; case 789: bar = 0.57; break; case 790: bar = 0.57; break; case 791: bar = 0.56; break; case 792: bar = 0.56; break; case 793: bar = 0.56; break; case 794: bar = 0.56; break; case 795: bar = 0.56; break; case 796: bar = 0.56; break; case 797: bar = 0.55; break; case 798: bar = 0.55; break; case 799: bar = 0.55; break; case 800: bar = 0.55; break; case 801: bar = 0.55; break; case 802: bar = 0.55; break; case 803: bar = 0.54; break; case 804: bar = 0.54; break; case 805: bar = 0.54; break; case 806: bar = 0.54; break; case 807: bar = 0.54; break; case 808: bar = 0.54; break; case 809: bar = 0.53; break; case 810: bar = 0.53; break; case 811: bar = 0.53; break; case 812: bar = 0.53; break; case 813: bar = 0.53; break; case 814: bar = 0.53; break; case 815: bar = 0.53; break; case 816: bar = 0.52; break; case 817: bar = 0.52; break; case 818: bar = 0.52; break; case 819: bar = 0.52; break; case 820: bar = 0.52; break; case 821: bar = 0.52; break; case 822: bar = 0.51; break; case 823: bar = 0.51; break; case 824: bar = 0.51; break; case 825: bar = 0.51; break; case 826: bar = 0.51; break; case 827: bar = 0.51; break; case 828: bar = 0.5; break; case 829: bar = 0.5; break; case 830: bar = 0.5; break; case 831: bar = 0.5; break; case 832: bar = 0.5; break; case 833: bar = 0.5; break; case 834: bar = 0.5; break; case 835: bar = 0.49; break; case 836: bar = 0.49; break; case 837: bar = 0.49; break; case 838: bar = 0.49; break; case 839: bar = 0.49; break; case 840: bar = 0.49; break; case 841: bar = 0.48; break; case 842: bar = 0.48; break; case 843: bar = 0.48; break; case 844: bar = 0.48; break; case 845: bar = 0.48; break; case 846: bar = 0.48; break; case 847: bar = 0.48; break; case 848: bar = 0.47; break; case 849: bar = 0.47; break; case 850: bar = 0.47; break; case 851: bar = 0.47; break; case 852: bar = 0.47; break; case 853: bar = 0.47; break; case 854: bar = 0.47; break; case 855: bar = 0.46; break; case 856: bar = 0.46; break; case 857: bar = 0.46; break; case 858: bar = 0.46; break; case 859: bar = 0.46; break; case 860: bar = 0.46; break; case 861: bar = 0.46; break; case 862: bar = 0.45; break; case 863: bar = 0.45; break; case 864: bar = 0.45; break; case 865: bar = 0.45; break; case 866: bar = 0.45; break; case 867: bar = 0.45; break; case 868: bar = 0.45; break; case 869: bar = 0.44; break; case 870: bar = 0.44; break; case 871: bar = 0.44; break; case 872: bar = 0.44; break; case 873: bar = 0.44; break; case 874: bar = 0.44; break; case 875: bar = 0.44; break; case 876: bar = 0.43; break; case 877: bar = 0.43; break; case 878: bar = 0.43; break; case 879: bar = 0.43; break; case 880: bar = 0.43; break; case 881: bar = 0.43; break; case 882: bar = 0.43; break; case 883: bar = 0.42; break; case 884: bar = 0.42; break; case 885: bar = 0.42; break; case 886: bar = 0.42; break; case 887: bar = 0.42; break; case 888: bar = 0.42; break; case 889: bar = 0.42; break; case 890: bar = 0.41; break; case 891: bar = 0.41; break; case 892: bar = 0.41; break; case 893: bar = 0.41; break; case 894: bar = 0.41; break; case 895: bar = 0.41; break; case 896: bar = 0.41; break; case 897: bar = 0.41; break; case 898: bar = 0.4; break; case 899: bar = 0.4; break; case 900: bar = 0.4; break; case 901: bar = 0.4; break; case 902: bar = 0.4; break; case 903: bar = 0.4; break; case 904: bar = 0.4; break; case 905: bar = 0.39; break; case 906: bar = 0.39; break; case 907: bar = 0.39; break; case 908: bar = 0.39; break; case 909: bar = 0.39; break; case 910: bar = 0.39; break; case 911: bar = 0.39; break; case 912: bar = 0.39; break; case 913: bar = 0.38; break; case 914: bar = 0.38; break; case 915: bar = 0.38; break; case 916: bar = 0.38; break; case 917: bar = 0.38; break; case 918: bar = 0.38; break; case 919: bar = 0.38; break; case 920: bar = 0.38; break; case 921: bar = 0.37; break; case 922: bar = 0.37; break; case 923: bar = 0.37; break; case 924: bar = 0.37; break; case 925: bar = 0.37; break; case 926: bar = 0.37; break; case 927: bar = 0.37; break; case 928: bar = 0.37; break; case 929: bar = 0.36; break; case 930: bar = 0.36; break; case 931: bar = 0.36; break; case 932: bar = 0.36; break; case 933: bar = 0.36; break; case 934: bar = 0.36; break; case 935: bar = 0.36; break; case 936: bar = 0.36; break; case 937: bar = 0.35; break; case 938: bar = 0.35; break; case 939: bar = 0.35; break; case 940: bar = 0.35; break; case 941: bar = 0.35; break; case 942: bar = 0.35; break; case 943: bar = 0.35; break; case 944: bar = 0.35; break; case 945: bar = 0.34; break; case 946: bar = 0.34; break; case 947: bar = 0.34; break; case 948: bar = 0.34; break; case 949: bar = 0.34; break; case 950: bar = 0.34; break; case 951: bar = 0.34; break; case 952: bar = 0.34; break; case 953: bar = 0.33; break; case 954: bar = 0.33; break; case 955: bar = 0.33; break; case 956: bar = 0.33; break; case 957: bar = 0.33; break; case 958: bar = 0.33; break; case 959: bar = 0.33; break; case 960: bar = 0.33; break; case 961: bar = 0.32; break; case 962: bar = 0.32; break; case 963: bar = 0.32; break; case 964: bar = 0.32; break; case 965: bar = 0.32; break; case 966: bar = 0.32; break; case 967: bar = 0.32; break; case 968: bar = 0.32; break; case 969: bar = 0.32; break; case 970: bar = 0.31; break; case 971: bar = 0.31; break; case 972: bar = 0.31; break; case 973: bar = 0.31; break; case 974: bar = 0.31; break; case 975: bar = 0.31; break; case 976: bar = 0.31; break; case 977: bar = 0.31; break; case 978: bar = 0.3; break; case 979: bar = 0.3; break; case 980: bar = 0.3; break; case 981: bar = 0.3; break; case 982: bar = 0.3; break; case 983: bar = 0.3; break; case 984: bar = 0.3; break; case 985: bar = 0.3; break; case 986: bar = 0.3; break; case 987: bar = 0.29; break; case 988: bar = 0.29; break; case 989: bar = 0.29; break; case 990: bar = 0.29; break; case 991: bar = 0.29; break; case 992: bar = 0.29; break; case 993: bar = 0.29; break; case 994: bar = 0.29; break; case 995: bar = 0.29; break; case 996: bar = 0.28; break; case 997: bar = 0.28; break; case 998: bar = 0.28; break; case 999: bar = 0.28; break; case 1000: bar = 0.28; break; case 1001: bar = 0.28; break; case 1002: bar = 0.28; break; case 1003: bar = 0.28; break; case 1004: bar = 0.28; break; case 1005: bar = 0.27; break; case 1006: bar = 0.27; break; case 1007: bar = 0.27; break; case 1008: bar = 0.27; break; case 1009: bar = 0.27; break; case 1010: bar = 0.27; break; case 1011: bar = 0.27; break; case 1012: bar = 0.27; break; case 1013: bar = 0.27; break; case 1014: bar = 0.26; break; case 1015: bar = 0.26; break; case 1016: bar = 0.26; break; case 1017: bar = 0.26; break; case 1018: bar = 0.26; break; case 1019: bar = 0.26; break; case 1020: bar = 0.26; break; case 1021: bar = 0.26; break; case 1022: bar = 0.26; break; case 1023: bar = 0.26; break; case 1024: bar = 0.25; break;
case 111: bar = 6.85; break; | case 111: bar = 6.85; break; case 112: bar = 6.79; break; case 113: bar = 6.74; break; case 114: bar = 6.68; break; case 115: bar = 6.63; break; case 116: bar = 6.57; break; case 117: bar = 6.52; break; case 118: bar = 6.47; break; case 119: bar = 6.42; break; case 120: bar = 6.37; break; case 121: bar = 6.32; break; case 122: bar = 6.27; break; case 123: bar = 6.23; break; case 124: bar = 6.18; break; case 125: bar = 6.13; break; case 126: bar = 6.09; break; case 127: bar = 6.04; break; case 128: bar = 6; break; case 129: bar = 5.95; break; case 130: bar = 5.91; break; case 131: bar = 5.87; break; case 132: bar = 5.83; break; case 133: bar = 5.79; break; case 134: bar = 5.75; break; case 135: bar = 5.71; break; case 136: bar = 5.67; break; case 137: bar = 5.63; break; case 138: bar = 5.59; break; case 139: bar = 5.55; break; case 140: bar = 5.51; break; case 141: bar = 5.47; break; case 142: bar = 5.44; break; case 143: bar = 5.4; break; case 144: bar = 5.37; break; case 145: bar = 5.33; break; case 146: bar = 5.3; break; case 147: bar = 5.26; break; case 148: bar = 5.23; break; case 149: bar = 5.19; break; case 150: bar = 5.16; break; case 151: bar = 5.13; break; case 152: bar = 5.09; break; case 153: bar = 5.06; break; case 154: bar = 5.03; break; case 155: bar = 5; break; case 156: bar = 4.97; break; case 157: bar = 4.94; break; case 158: bar = 4.91; break; case 159: bar = 4.88; break; case 160: bar = 4.85; break; case 161: bar = 4.82; break; case 162: bar = 4.79; break; case 163: bar = 4.76; break; case 164: bar = 4.73; break; case 165: bar = 4.7; break; case 166: bar = 4.68; break; case 167: bar = 4.65; break; case 168: bar = 4.62; break; case 169: bar = 4.59; break; case 170: bar = 4.57; break; case 171: bar = 4.54; break; case 172: bar = 4.52; break; case 173: bar = 4.49; break; case 174: bar = 4.46; break; case 175: bar = 4.44; break; case 176: bar = 4.41; break; case 177: bar = 4.39; break; case 178: bar = 4.36; break; case 179: bar = 4.34; break; case 180: bar = 4.32; break; case 181: bar = 4.29; break; case 182: bar = 4.27; break; case 183: bar = 4.25; break; case 184: bar = 4.22; break; case 185: bar = 4.2; break; case 186: bar = 4.18; break; case 187: bar = 4.15; break; case 188: bar = 4.13; break; case 189: bar = 4.11; break; case 190: bar = 4.09; break; case 191: bar = 4.07; break; case 192: bar = 4.05; break; case 193: bar = 4.02; break; case 194: bar = 4; break; case 195: bar = 3.98; break; case 196: bar = 3.96; break; case 197: bar = 3.94; break; case 198: bar = 3.92; break; case 199: bar = 3.9; break; case 200: bar = 3.88; break; case 201: bar = 3.86; break; case 202: bar = 3.84; break; case 203: bar = 3.82; break; case 204: bar = 3.8; break; case 205: bar = 3.78; break; case 206: bar = 3.77; break; case 207: bar = 3.75; break; case 208: bar = 3.73; break; case 209: bar = 3.71; break; case 210: bar = 3.69; break; case 211: bar = 3.67; break; case 212: bar = 3.66; break; case 213: bar = 3.64; break; case 214: bar = 3.62; break; case 215: bar = 3.6; break; case 216: bar = 3.59; break; case 217: bar = 3.57; break; case 218: bar = 3.55; break; case 219: bar = 3.53; break; case 220: bar = 3.52; break; case 221: bar = 3.5; break; case 222: bar = 3.48; break; case 223: bar = 3.47; break; case 224: bar = 3.45; break; case 225: bar = 3.44; break; case 226: bar = 3.42; break; case 227: bar = 3.4; break; case 228: bar = 3.39; break; case 229: bar = 3.37; break; case 230: bar = 3.36; break; case 231: bar = 3.34; break; case 232: bar = 3.33; break; case 233: bar = 3.31; break; case 234: bar = 3.3; break; case 235: bar = 3.28; break; case 236: bar = 3.27; break; case 237: bar = 3.25; break; case 238: bar = 3.24; break; case 239: bar = 3.22; break; case 240: bar = 3.21; break; case 241: bar = 3.19; break; case 242: bar = 3.18; break; case 243: bar = 3.17; break; case 244: bar = 3.15; break; case 245: bar = 3.14; break; case 246: bar = 3.12; break; case 247: bar = 3.11; break; case 248: bar = 3.1; break; case 249: bar = 3.08; break; case 250: bar = 3.07; break; case 251: bar = 3.06; break; case 252: bar = 3.04; break; case 253: bar = 3.03; break; case 254: bar = 3.02; break; case 255: bar = 3.01; break; case 256: bar = 2.99; break; case 257: bar = 2.98; break; case 258: bar = 2.97; break; case 259: bar = 2.96; break; case 260: bar = 2.94; break; case 261: bar = 2.93; break; case 262: bar = 2.92; break; case 263: bar = 2.91; break; case 264: bar = 2.89; break; case 265: bar = 2.88; break; case 266: bar = 2.87; break; case 267: bar = 2.86; break; case 268: bar = 2.85; break; case 269: bar = 2.83; break; case 270: bar = 2.82; break; case 271: bar = 2.81; break; case 272: bar = 2.8; break; case 273: bar = 2.79; break; case 274: bar = 2.78; break; case 275: bar = 2.77; break; case 276: bar = 2.76; break; case 277: bar = 2.74; break; case 278: bar = 2.73; break; case 279: bar = 2.72; break; case 280: bar = 2.71; break; case 281: bar = 2.7; break; case 282: bar = 2.69; break; case 283: bar = 2.68; break; case 284: bar = 2.67; break; case 285: bar = 2.66; break; case 286: bar = 2.65; break; case 287: bar = 2.64; break; case 288: bar = 2.63; break; case 289: bar = 2.62; break; case 290: bar = 2.61; break; case 291: bar = 2.6; break; case 292: bar = 2.59; break; case 293: bar = 2.58; break; case 294: bar = 2.57; break; case 295: bar = 2.56; break; case 296: bar = 2.55; break; case 297: bar = 2.54; break; case 298: bar = 2.53; break; case 299: bar = 2.52; break; case 300: bar = 2.51; break; case 301: bar = 2.5; break; case 302: bar = 2.49; break; case 303: bar = 2.48; break; case 304: bar = 2.47; break; case 305: bar = 2.46; break; case 306: bar = 2.45; break; case 307: bar = 2.44; break; case 308: bar = 2.43; break; case 309: bar = 2.42; break; case 310: bar = 2.41; break; case 311: bar = 2.41; break; case 312: bar = 2.4; break; case 313: bar = 2.39; break; case 314: bar = 2.38; break; case 315: bar = 2.37; break; case 316: bar = 2.36; break; case 317: bar = 2.35; break; case 318: bar = 2.34; break; case 319: bar = 2.34; break; case 320: bar = 2.33; break; case 321: bar = 2.32; break; case 322: bar = 2.31; break; case 323: bar = 2.3; break; case 324: bar = 2.29; break; case 325: bar = 2.28; break; case 326: bar = 2.28; break; case 327: bar = 2.27; break; case 328: bar = 2.26; break; case 329: bar = 2.25; break; case 330: bar = 2.24; break; case 331: bar = 2.24; break; case 332: bar = 2.23; break; case 333: bar = 2.22; break; case 334: bar = 2.21; break; case 335: bar = 2.2; break; case 336: bar = 2.2; break; case 337: bar = 2.19; break; case 338: bar = 2.18; break; case 339: bar = 2.17; break; case 340: bar = 2.17; break; case 341: bar = 2.16; break; case 342: bar = 2.15; break; case 343: bar = 2.14; break; case 344: bar = 2.13; break; case 345: bar = 2.13; break; case 346: bar = 2.12; break; case 347: bar = 2.11; break; case 348: bar = 2.11; break; case 349: bar = 2.1; break; case 350: bar = 2.09; break; case 351: bar = 2.08; break; case 352: bar = 2.08; break; case 353: bar = 2.07; break; case 354: bar = 2.06; break; case 355: bar = 2.05; break; case 356: bar = 2.05; break; case 357: bar = 2.04; break; case 358: bar = 2.03; break; case 359: bar = 2.03; break; case 360: bar = 2.02; break; case 361: bar = 2.01; break; case 362: bar = 2.01; break; case 363: bar = 2; break; case 364: bar = 1.99; break; case 365: bar = 1.99; break; case 366: bar = 1.98; break; case 367: bar = 1.97; break; case 368: bar = 1.97; break; case 369: bar = 1.96; break; case 370: bar = 1.95; break; case 371: bar = 1.95; break; case 372: bar = 1.94; break; case 373: bar = 1.93; break; case 374: bar = 1.93; break; case 375: bar = 1.92; break; case 376: bar = 1.91; break; case 377: bar = 1.91; break; case 378: bar = 1.9; break; case 379: bar = 1.89; break; case 380: bar = 1.89; break; case 381: bar = 1.88; break; case 382: bar = 1.88; break; case 383: bar = 1.87; break; case 384: bar = 1.86; break; case 385: bar = 1.86; break; case 386: bar = 1.85; break; case 387: bar = 1.85; break; case 388: bar = 1.84; break; case 389: bar = 1.83; break; case 390: bar = 1.83; break; case 391: bar = 1.82; break; case 392: bar = 1.82; break; case 393: bar = 1.81; break; case 394: bar = 1.8; break; case 395: bar = 1.8; break; case 396: bar = 1.79; break; case 397: bar = 1.79; break; case 398: bar = 1.78; break; case 399: bar = 1.77; break; case 400: bar = 1.77; break; case 401: bar = 1.76; break; case 402: bar = 1.76; break; case 403: bar = 1.75; break; case 404: bar = 1.75; break; case 405: bar = 1.74; break; case 406: bar = 1.73; break; case 407: bar = 1.73; break; case 408: bar = 1.72; break; case 409: bar = 1.72; break; case 410: bar = 1.71; break; case 411: bar = 1.71; break; case 412: bar = 1.7; break; case 413: bar = 1.7; break; case 414: bar = 1.69; break; case 415: bar = 1.69; break; case 416: bar = 1.68; break; case 417: bar = 1.67; break; case 418: bar = 1.67; break; case 419: bar = 1.66; break; case 420: bar = 1.66; break; case 421: bar = 1.65; break; case 422: bar = 1.65; break; case 423: bar = 1.64; break; case 424: bar = 1.64; break; case 425: bar = 1.63; break; case 426: bar = 1.63; break; case 427: bar = 1.62; break; case 428: bar = 1.62; break; case 429: bar = 1.61; break; case 430: bar = 1.61; break; case 431: bar = 1.6; break; case 432: bar = 1.6; break; case 433: bar = 1.59; break; case 434: bar = 1.59; break; case 435: bar = 1.58; break; case 436: bar = 1.58; break; case 437: bar = 1.57; break; case 438: bar = 1.57; break; case 439: bar = 1.56; break; case 440: bar = 1.56; break; case 441: bar = 1.55; break; case 442: bar = 1.55; break; case 443: bar = 1.54; break; case 444: bar = 1.54; break; case 445: bar = 1.53; break; case 446: bar = 1.53; break; case 447: bar = 1.53; break; case 448: bar = 1.52; break; case 449: bar = 1.52; break; case 450: bar = 1.51; break; case 451: bar = 1.51; break; case 452: bar = 1.5; break; case 453: bar = 1.5; break; case 454: bar = 1.49; break; case 455: bar = 1.49; break; case 456: bar = 1.48; break; case 457: bar = 1.48; break; case 458: bar = 1.47; break; case 459: bar = 1.47; break; case 460: bar = 1.47; break; case 461: bar = 1.46; break; case 462: bar = 1.46; break; case 463: bar = 1.45; break; case 464: bar = 1.45; break; case 465: bar = 1.44; break; case 466: bar = 1.44; break; case 467: bar = 1.44; break; case 468: bar = 1.43; break; case 469: bar = 1.43; break; case 470: bar = 1.42; break; case 471: bar = 1.42; break; case 472: bar = 1.41; break; case 473: bar = 1.41; break; case 474: bar = 1.41; break; case 475: bar = 1.4; break; case 476: bar = 1.4; break; case 477: bar = 1.39; break; case 478: bar = 1.39; break; case 479: bar = 1.38; break; case 480: bar = 1.38; break; case 481: bar = 1.38; break; case 482: bar = 1.37; break; case 483: bar = 1.37; break; case 484: bar = 1.36; break; case 485: bar = 1.36; break; case 486: bar = 1.36; break; case 487: bar = 1.35; break; case 488: bar = 1.35; break; case 489: bar = 1.34; break; case 490: bar = 1.34; break; case 491: bar = 1.34; break; case 492: bar = 1.33; break; case 493: bar = 1.33; break; case 494: bar = 1.32; break; case 495: bar = 1.32; break; case 496: bar = 1.32; break; case 497: bar = 1.31; break; case 498: bar = 1.31; break; case 499: bar = 1.3; break; case 500: bar = 1.3; break; case 501: bar = 1.3; break; case 502: bar = 1.29; break; case 503: bar = 1.29; break; case 504: bar = 1.29; break; case 505: bar = 1.28; break; case 506: bar = 1.28; break; case 507: bar = 1.27; break; case 508: bar = 1.27; break; case 509: bar = 1.27; break; case 510: bar = 1.26; break; case 511: bar = 1.26; break; case 512: bar = 1.26; break; case 513: bar = 1.25; break; case 514: bar = 1.25; break; case 515: bar = 1.24; break; case 516: bar = 1.24; break; case 517: bar = 1.24; break; case 518: bar = 1.23; break; case 519: bar = 1.23; break; case 520: bar = 1.23; break; case 521: bar = 1.22; break; case 522: bar = 1.22; break; case 523: bar = 1.22; break; case 524: bar = 1.21; break; case 525: bar = 1.21; break; case 526: bar = 1.21; break; case 527: bar = 1.2; break; case 528: bar = 1.2; break; case 529: bar = 1.2; break; case 530: bar = 1.19; break; case 531: bar = 1.19; break; case 532: bar = 1.18; break; case 533: bar = 1.18; break; case 534: bar = 1.18; break; case 535: bar = 1.17; break; case 536: bar = 1.17; break; case 537: bar = 1.17; break; case 538: bar = 1.16; break; case 539: bar = 1.16; break; case 540: bar = 1.16; break; case 541: bar = 1.15; break; case 542: bar = 1.15; break; case 543: bar = 1.15; break; case 544: bar = 1.14; break; case 545: bar = 1.14; break; case 546: bar = 1.14; break; case 547: bar = 1.13; break; case 548: bar = 1.13; break; case 549: bar = 1.13; break; case 550: bar = 1.12; break; case 551: bar = 1.12; break; case 552: bar = 1.12; break; case 553: bar = 1.12; break; case 554: bar = 1.11; break; case 555: bar = 1.11; break; case 556: bar = 1.11; break; case 557: bar = 1.1; break; case 558: bar = 1.1; break; case 559: bar = 1.1; break; case 560: bar = 1.09; break; case 561: bar = 1.09; break; case 562: bar = 1.09; break; case 563: bar = 1.08; break; case 564: bar = 1.08; break; case 565: bar = 1.08; break; case 566: bar = 1.07; break; case 567: bar = 1.07; break; case 568: bar = 1.07; break; case 569: bar = 1.07; break; case 570: bar = 1.06; break; case 571: bar = 1.06; break; case 572: bar = 1.06; break; case 573: bar = 1.05; break; case 574: bar = 1.05; break; case 575: bar = 1.05; break; case 576: bar = 1.04; break; case 577: bar = 1.04; break; case 578: bar = 1.04; break; case 579: bar = 1.04; break; case 580: bar = 1.03; break; case 581: bar = 1.03; break; case 582: bar = 1.03; break; case 583: bar = 1.02; break; case 584: bar = 1.02; break; case 585: bar = 1.02; break; case 586: bar = 1.02; break; case 587: bar = 1.01; break; case 588: bar = 1.01; break; case 589: bar = 1.01; break; case 590: bar = 1; break; case 591: bar = 1; break; case 592: bar = 1; break; case 593: bar = 1; break; case 594: bar = 0.99; break; case 595: bar = 0.99; break; case 596: bar = 0.99; break; case 597: bar = 0.98; break; case 598: bar = 0.98; break; case 599: bar = 0.98; break; case 600: bar = 0.98; break; case 601: bar = 0.97; break; case 602: bar = 0.97; break; case 603: bar = 0.97; break; case 604: bar = 0.96; break; case 605: bar = 0.96; break; case 606: bar = 0.96; break; case 607: bar = 0.96; break; case 608: bar = 0.95; break; case 609: bar = 0.95; break; case 610: bar = 0.95; break; case 611: bar = 0.95; break; case 612: bar = 0.94; break; case 613: bar = 0.94; break; case 614: bar = 0.94; break; case 615: bar = 0.94; break; case 616: bar = 0.93; break; case 617: bar = 0.93; break; case 618: bar = 0.93; break; case 619: bar = 0.92; break; case 620: bar = 0.92; break; case 621: bar = 0.92; break; case 622: bar = 0.92; break; case 623: bar = 0.91; break; case 624: bar = 0.91; break; case 625: bar = 0.91; break; case 626: bar = 0.91; break; case 627: bar = 0.9; break; case 628: bar = 0.9; break; case 629: bar = 0.9; break; case 630: bar = 0.9; break; case 631: bar = 0.89; break; case 632: bar = 0.89; break; case 633: bar = 0.89; break; case 634: bar = 0.89; break; case 635: bar = 0.88; break; case 636: bar = 0.88; break; case 637: bar = 0.88; break; case 638: bar = 0.88; break; case 639: bar = 0.87; break; case 640: bar = 0.87; break; case 641: bar = 0.87; break; case 642: bar = 0.87; break; case 643: bar = 0.86; break; case 644: bar = 0.86; break; case 645: bar = 0.86; break; case 646: bar = 0.86; break; case 647: bar = 0.85; break; case 648: bar = 0.85; break; case 649: bar = 0.85; break; case 650: bar = 0.85; break; case 651: bar = 0.84; break; case 652: bar = 0.84; break; case 653: bar = 0.84; break; case 654: bar = 0.84; break; case 655: bar = 0.84; break; case 656: bar = 0.83; break; case 657: bar = 0.83; break; case 658: bar = 0.83; break; case 659: bar = 0.83; break; case 660: bar = 0.82; break; case 661: bar = 0.82; break; case 662: bar = 0.82; break; case 663: bar = 0.82; break; case 664: bar = 0.81; break; case 665: bar = 0.81; break; case 666: bar = 0.81; break; case 667: bar = 0.81; break; case 668: bar = 0.81; break; case 669: bar = 0.8; break; case 670: bar = 0.8; break; case 671: bar = 0.8; break; case 672: bar = 0.8; break; case 673: bar = 0.79; break; case 674: bar = 0.79; break; case 675: bar = 0.79; break; case 676: bar = 0.79; break; case 677: bar = 0.78; break; case 678: bar = 0.78; break; case 679: bar = 0.78; break; case 680: bar = 0.78; break; case 681: bar = 0.78; break; case 682: bar = 0.77; break; case 683: bar = 0.77; break; case 684: bar = 0.77; break; case 685: bar = 0.77; break; case 686: bar = 0.77; break; case 687: bar = 0.76; break; case 688: bar = 0.76; break; case 689: bar = 0.76; break; case 690: bar = 0.76; break; case 691: bar = 0.75; break; case 692: bar = 0.75; break; case 693: bar = 0.75; break; case 694: bar = 0.75; break; case 695: bar = 0.75; break; case 696: bar = 0.74; break; case 697: bar = 0.74; break; case 698: bar = 0.74; break; case 699: bar = 0.74; break; case 700: bar = 0.74; break; case 701: bar = 0.73; break; case 702: bar = 0.73; break; case 703: bar = 0.73; break; case 704: bar = 0.73; break; case 705: bar = 0.72; break; case 706: bar = 0.72; break; case 707: bar = 0.72; break; case 708: bar = 0.72; break; case 709: bar = 0.72; break; case 710: bar = 0.71; break; case 711: bar = 0.71; break; case 712: bar = 0.71; break; case 713: bar = 0.71; break; case 714: bar = 0.71; break; case 715: bar = 0.7; break; case 716: bar = 0.7; break; case 717: bar = 0.7; break; case 718: bar = 0.7; break; case 719: bar = 0.7; break; case 720: bar = 0.69; break; case 721: bar = 0.69; break; case 722: bar = 0.69; break; case 723: bar = 0.69; break; case 724: bar = 0.69; break; case 725: bar = 0.68; break; case 726: bar = 0.68; break; case 727: bar = 0.68; break; case 728: bar = 0.68; break; case 729: bar = 0.68; break; case 730: bar = 0.67; break; case 731: bar = 0.67; break; case 732: bar = 0.67; break; case 733: bar = 0.67; break; case 734: bar = 0.67; break; case 735: bar = 0.67; break; case 736: bar = 0.66; break; case 737: bar = 0.66; break; case 738: bar = 0.66; break; case 739: bar = 0.66; break; case 740: bar = 0.66; break; case 741: bar = 0.65; break; case 742: bar = 0.65; break; case 743: bar = 0.65; break; case 744: bar = 0.65; break; case 745: bar = 0.65; break; case 746: bar = 0.64; break; case 747: bar = 0.64; break; case 748: bar = 0.64; break; case 749: bar = 0.64; break; case 750: bar = 0.64; break; case 751: bar = 0.64; break; case 752: bar = 0.63; break; case 753: bar = 0.63; break; case 754: bar = 0.63; break; case 755: bar = 0.63; break; case 756: bar = 0.63; break; case 757: bar = 0.62; break; case 758: bar = 0.62; break; case 759: bar = 0.62; break; case 760: bar = 0.62; break; case 761: bar = 0.62; break; case 762: bar = 0.61; break; case 763: bar = 0.61; break; case 764: bar = 0.61; break; case 765: bar = 0.61; break; case 766: bar = 0.61; break; case 767: bar = 0.61; break; case 768: bar = 0.6; break; case 769: bar = 0.6; break; case 770: bar = 0.6; break; case 771: bar = 0.6; break; case 772: bar = 0.6; break; case 773: bar = 0.6; break; case 774: bar = 0.59; break; case 775: bar = 0.59; break; case 776: bar = 0.59; break; case 777: bar = 0.59; break; case 778: bar = 0.59; break; case 779: bar = 0.59; break; case 780: bar = 0.58; break; case 781: bar = 0.58; break; case 782: bar = 0.58; break; case 783: bar = 0.58; break; case 784: bar = 0.58; break; case 785: bar = 0.57; break; case 786: bar = 0.57; break; case 787: bar = 0.57; break; case 788: bar = 0.57; break; case 789: bar = 0.57; break; case 790: bar = 0.57; break; case 791: bar = 0.56; break; case 792: bar = 0.56; break; case 793: bar = 0.56; break; case 794: bar = 0.56; break; case 795: bar = 0.56; break; case 796: bar = 0.56; break; case 797: bar = 0.55; break; case 798: bar = 0.55; break; case 799: bar = 0.55; break; case 800: bar = 0.55; break; case 801: bar = 0.55; break; case 802: bar = 0.55; break; case 803: bar = 0.54; break; case 804: bar = 0.54; break; case 805: bar = 0.54; break; case 806: bar = 0.54; break; case 807: bar = 0.54; break; case 808: bar = 0.54; break; case 809: bar = 0.53; break; case 810: bar = 0.53; break; case 811: bar = 0.53; break; case 812: bar = 0.53; break; case 813: bar = 0.53; break; case 814: bar = 0.53; break; case 815: bar = 0.53; break; case 816: bar = 0.52; break; case 817: bar = 0.52; break; case 818: bar = 0.52; break; case 819: bar = 0.52; break; case 820: bar = 0.52; break; case 821: bar = 0.52; break; case 822: bar = 0.51; break; case 823: bar = 0.51; break; case 824: bar = 0.51; break; case 825: bar = 0.51; break; case 826: bar = 0.51; break; case 827: bar = 0.51; break; case 828: bar = 0.5; break; case 829: bar = 0.5; break; case 830: bar = 0.5; break; case 831: bar = 0.5; break; case 832: bar = 0.5; break; case 833: bar = 0.5; break; case 834: bar = 0.5; break; case 835: bar = 0.49; break; case 836: bar = 0.49; break; case 837: bar = 0.49; break; case 838: bar = 0.49; break; case 839: bar = 0.49; break; case 840: bar = 0.49; break; case 841: bar = 0.48; break; case 842: bar = 0.48; break; case 843: bar = 0.48; break; case 844: bar = 0.48; break; case 845: bar = 0.48; break; case 846: bar = 0.48; break; case 847: bar = 0.48; break; case 848: bar = 0.47; break; case 849: bar = 0.47; break; case 850: bar = 0.47; break; case 851: bar = 0.47; break; case 852: bar = 0.47; break; case 853: bar = 0.47; break; case 854: bar = 0.47; break; case 855: bar = 0.46; break; case 856: bar = 0.46; break; case 857: bar = 0.46; break; case 858: bar = 0.46; break; case 859: bar = 0.46; break; case 860: bar = 0.46; break; case 861: bar = 0.46; break; case 862: bar = 0.45; break; case 863: bar = 0.45; break; case 864: bar = 0.45; break; case 865: bar = 0.45; break; case 866: bar = 0.45; break; case 867: bar = 0.45; break; case 868: bar = 0.45; break; case 869: bar = 0.44; break; case 870: bar = 0.44; break; case 871: bar = 0.44; break; case 872: bar = 0.44; break; case 873: bar = 0.44; break; case 874: bar = 0.44; break; case 875: bar = 0.44; break; case 876: bar = 0.43; break; case 877: bar = 0.43; break; case 878: bar = 0.43; break; case 879: bar = 0.43; break; case 880: bar = 0.43; break; case 881: bar = 0.43; break; case 882: bar = 0.43; break; case 883: bar = 0.42; break; case 884: bar = 0.42; break; case 885: bar = 0.42; break; case 886: bar = 0.42; break; case 887: bar = 0.42; break; case 888: bar = 0.42; break; case 889: bar = 0.42; break; case 890: bar = 0.41; break; case 891: bar = 0.41; break; case 892: bar = 0.41; break; case 893: bar = 0.41; break; case 894: bar = 0.41; break; case 895: bar = 0.41; break; case 896: bar = 0.41; break; case 897: bar = 0.41; break; case 898: bar = 0.4; break; case 899: bar = 0.4; break; case 900: bar = 0.4; break; case 901: bar = 0.4; break; case 902: bar = 0.4; break; case 903: bar = 0.4; break; case 904: bar = 0.4; break; case 905: bar = 0.39; break; case 906: bar = 0.39; break; case 907: bar = 0.39; break; case 908: bar = 0.39; break; case 909: bar = 0.39; break; case 910: bar = 0.39; break; case 911: bar = 0.39; break; case 912: bar = 0.39; break; case 913: bar = 0.38; break; case 914: bar = 0.38; break; case 915: bar = 0.38; break; case 916: bar = 0.38; break; case 917: bar = 0.38; break; case 918: bar = 0.38; break; case 919: bar = 0.38; break; case 920: bar = 0.38; break; case 921: bar = 0.37; break; case 922: bar = 0.37; break; case 923: bar = 0.37; break; case 924: bar = 0.37; break; case 925: bar = 0.37; break; case 926: bar = 0.37; break; case 927: bar = 0.37; break; case 928: bar = 0.37; break; case 929: bar = 0.36; break; case 930: bar = 0.36; break; case 931: bar = 0.36; break; case 932: bar = 0.36; break; case 933: bar = 0.36; break; case 934: bar = 0.36; break; case 935: bar = 0.36; break; case 936: bar = 0.36; break; case 937: bar = 0.35; break; case 938: bar = 0.35; break; case 939: bar = 0.35; break; case 940: bar = 0.35; break; case 941: bar = 0.35; break; case 942: bar = 0.35; break; case 943: bar = 0.35; break; case 944: bar = 0.35; break; case 945: bar = 0.34; break; case 946: bar = 0.34; break; case 947: bar = 0.34; break; case 948: bar = 0.34; break; case 949: bar = 0.34; break; case 950: bar = 0.34; break; case 951: bar = 0.34; break; case 952: bar = 0.34; break; case 953: bar = 0.33; break; case 954: bar = 0.33; break; case 955: bar = 0.33; break; case 956: bar = 0.33; break; case 957: bar = 0.33; break; case 958: bar = 0.33; break; case 959: bar = 0.33; break; case 960: bar = 0.33; break; case 961: bar = 0.32; break; case 962: bar = 0.32; break; case 963: bar = 0.32; break; case 964: bar = 0.32; break; case 965: bar = 0.32; break; case 966: bar = 0.32; break; case 967: bar = 0.32; break; case 968: bar = 0.32; break; case 969: bar = 0.32; break; case 970: bar = 0.31; break; case 971: bar = 0.31; break; case 972: bar = 0.31; break; case 973: bar = 0.31; break; case 974: bar = 0.31; break; case 975: bar = 0.31; break; case 976: bar = 0.31; break; case 977: bar = 0.31; break; case 978: bar = 0.3; break; case 979: bar = 0.3; break; case 980: bar = 0.3; break; case 981: bar = 0.3; break; case 982: bar = 0.3; break; case 983: bar = 0.3; break; case 984: bar = 0.3; break; case 985: bar = 0.3; break; case 986: bar = 0.3; break; case 987: bar = 0.29; break; case 988: bar = 0.29; break; case 989: bar = 0.29; break; case 990: bar = 0.29; break; case 991: bar = 0.29; break; case 992: bar = 0.29; break; case 993: bar = 0.29; break; case 994: bar = 0.29; break; case 995: bar = 0.29; break; case 996: bar = 0.28; break; case 997: bar = 0.28; break; case 998: bar = 0.28; break; case 999: bar = 0.28; break; case 1000: bar = 0.28; break; case 1001: bar = 0.28; break; case 1002: bar = 0.28; break; case 1003: bar = 0.28; break; case 1004: bar = 0.28; break; case 1005: bar = 0.27; break; case 1006: bar = 0.27; break; case 1007: bar = 0.27; break; case 1008: bar = 0.27; break; case 1009: bar = 0.27; break; case 1010: bar = 0.27; break; case 1011: bar = 0.27; break; case 1012: bar = 0.27; break; case 1013: bar = 0.27; break; case 1014: bar = 0.26; break; case 1015: bar = 0.26; break; case 1016: bar = 0.26; break; case 1017: bar = 0.26; break; case 1018: bar = 0.26; break; case 1019: bar = 0.26; break; case 1020: bar = 0.26; break; case 1021: bar = 0.26; break; case 1022: bar = 0.26; break; case 1023: bar = 0.26; break; case 1024: bar = 0.25; break;
case 112: bar = 6.79; break; | case 112: bar = 6.79; break; case 113: bar = 6.74; break; case 114: bar = 6.68; break; case 115: bar = 6.63; break; case 116: bar = 6.57; break; case 117: bar = 6.52; break; case 118: bar = 6.47; break; case 119: bar = 6.42; break; case 120: bar = 6.37; break; case 121: bar = 6.32; break; case 122: bar = 6.27; break; case 123: bar = 6.23; break; case 124: bar = 6.18; break; case 125: bar = 6.13; break; case 126: bar = 6.09; break; case 127: bar = 6.04; break; case 128: bar = 6; break; case 129: bar = 5.95; break; case 130: bar = 5.91; break; case 131: bar = 5.87; break; case 132: bar = 5.83; break; case 133: bar = 5.79; break; case 134: bar = 5.75; break; case 135: bar = 5.71; break; case 136: bar = 5.67; break; case 137: bar = 5.63; break; case 138: bar = 5.59; break; case 139: bar = 5.55; break; case 140: bar = 5.51; break; case 141: bar = 5.47; break; case 142: bar = 5.44; break; case 143: bar = 5.4; break; case 144: bar = 5.37; break; case 145: bar = 5.33; break; case 146: bar = 5.3; break; case 147: bar = 5.26; break; case 148: bar = 5.23; break; case 149: bar = 5.19; break; case 150: bar = 5.16; break; case 151: bar = 5.13; break; case 152: bar = 5.09; break; case 153: bar = 5.06; break; case 154: bar = 5.03; break; case 155: bar = 5; break; case 156: bar = 4.97; break; case 157: bar = 4.94; break; case 158: bar = 4.91; break; case 159: bar = 4.88; break; case 160: bar = 4.85; break; case 161: bar = 4.82; break; case 162: bar = 4.79; break; case 163: bar = 4.76; break; case 164: bar = 4.73; break; case 165: bar = 4.7; break; case 166: bar = 4.68; break; case 167: bar = 4.65; break; case 168: bar = 4.62; break; case 169: bar = 4.59; break; case 170: bar = 4.57; break; case 171: bar = 4.54; break; case 172: bar = 4.52; break; case 173: bar = 4.49; break; case 174: bar = 4.46; break; case 175: bar = 4.44; break; case 176: bar = 4.41; break; case 177: bar = 4.39; break; case 178: bar = 4.36; break; case 179: bar = 4.34; break; case 180: bar = 4.32; break; case 181: bar = 4.29; break; case 182: bar = 4.27; break; case 183: bar = 4.25; break; case 184: bar = 4.22; break; case 185: bar = 4.2; break; case 186: bar = 4.18; break; case 187: bar = 4.15; break; case 188: bar = 4.13; break; case 189: bar = 4.11; break; case 190: bar = 4.09; break; case 191: bar = 4.07; break; case 192: bar = 4.05; break; case 193: bar = 4.02; break; case 194: bar = 4; break; case 195: bar = 3.98; break; case 196: bar = 3.96; break; case 197: bar = 3.94; break; case 198: bar = 3.92; break; case 199: bar = 3.9; break; case 200: bar = 3.88; break; case 201: bar = 3.86; break; case 202: bar = 3.84; break; case 203: bar = 3.82; break; case 204: bar = 3.8; break; case 205: bar = 3.78; break; case 206: bar = 3.77; break; case 207: bar = 3.75; break; case 208: bar = 3.73; break; case 209: bar = 3.71; break; case 210: bar = 3.69; break; case 211: bar = 3.67; break; case 212: bar = 3.66; break; case 213: bar = 3.64; break; case 214: bar = 3.62; break; case 215: bar = 3.6; break; case 216: bar = 3.59; break; case 217: bar = 3.57; break; case 218: bar = 3.55; break; case 219: bar = 3.53; break; case 220: bar = 3.52; break; case 221: bar = 3.5; break; case 222: bar = 3.48; break; case 223: bar = 3.47; break; case 224: bar = 3.45; break; case 225: bar = 3.44; break; case 226: bar = 3.42; break; case 227: bar = 3.4; break; case 228: bar = 3.39; break; case 229: bar = 3.37; break; case 230: bar = 3.36; break; case 231: bar = 3.34; break; case 232: bar = 3.33; break; case 233: bar = 3.31; break; case 234: bar = 3.3; break; case 235: bar = 3.28; break; case 236: bar = 3.27; break; case 237: bar = 3.25; break; case 238: bar = 3.24; break; case 239: bar = 3.22; break; case 240: bar = 3.21; break; case 241: bar = 3.19; break; case 242: bar = 3.18; break; case 243: bar = 3.17; break; case 244: bar = 3.15; break; case 245: bar = 3.14; break; case 246: bar = 3.12; break; case 247: bar = 3.11; break; case 248: bar = 3.1; break; case 249: bar = 3.08; break; case 250: bar = 3.07; break; case 251: bar = 3.06; break; case 252: bar = 3.04; break; case 253: bar = 3.03; break; case 254: bar = 3.02; break; case 255: bar = 3.01; break; case 256: bar = 2.99; break; case 257: bar = 2.98; break; case 258: bar = 2.97; break; case 259: bar = 2.96; break; case 260: bar = 2.94; break; case 261: bar = 2.93; break; case 262: bar = 2.92; break; case 263: bar = 2.91; break; case 264: bar = 2.89; break; case 265: bar = 2.88; break; case 266: bar = 2.87; break; case 267: bar = 2.86; break; case 268: bar = 2.85; break; case 269: bar = 2.83; break; case 270: bar = 2.82; break; case 271: bar = 2.81; break; case 272: bar = 2.8; break; case 273: bar = 2.79; break; case 274: bar = 2.78; break; case 275: bar = 2.77; break; case 276: bar = 2.76; break; case 277: bar = 2.74; break; case 278: bar = 2.73; break; case 279: bar = 2.72; break; case 280: bar = 2.71; break; case 281: bar = 2.7; break; case 282: bar = 2.69; break; case 283: bar = 2.68; break; case 284: bar = 2.67; break; case 285: bar = 2.66; break; case 286: bar = 2.65; break; case 287: bar = 2.64; break; case 288: bar = 2.63; break; case 289: bar = 2.62; break; case 290: bar = 2.61; break; case 291: bar = 2.6; break; case 292: bar = 2.59; break; case 293: bar = 2.58; break; case 294: bar = 2.57; break; case 295: bar = 2.56; break; case 296: bar = 2.55; break; case 297: bar = 2.54; break; case 298: bar = 2.53; break; case 299: bar = 2.52; break; case 300: bar = 2.51; break; case 301: bar = 2.5; break; case 302: bar = 2.49; break; case 303: bar = 2.48; break; case 304: bar = 2.47; break; case 305: bar = 2.46; break; case 306: bar = 2.45; break; case 307: bar = 2.44; break; case 308: bar = 2.43; break; case 309: bar = 2.42; break; case 310: bar = 2.41; break; case 311: bar = 2.41; break; case 312: bar = 2.4; break; case 313: bar = 2.39; break; case 314: bar = 2.38; break; case 315: bar = 2.37; break; case 316: bar = 2.36; break; case 317: bar = 2.35; break; case 318: bar = 2.34; break; case 319: bar = 2.34; break; case 320: bar = 2.33; break; case 321: bar = 2.32; break; case 322: bar = 2.31; break; case 323: bar = 2.3; break; case 324: bar = 2.29; break; case 325: bar = 2.28; break; case 326: bar = 2.28; break; case 327: bar = 2.27; break; case 328: bar = 2.26; break; case 329: bar = 2.25; break; case 330: bar = 2.24; break; case 331: bar = 2.24; break; case 332: bar = 2.23; break; case 333: bar = 2.22; break; case 334: bar = 2.21; break; case 335: bar = 2.2; break; case 336: bar = 2.2; break; case 337: bar = 2.19; break; case 338: bar = 2.18; break; case 339: bar = 2.17; break; case 340: bar = 2.17; break; case 341: bar = 2.16; break; case 342: bar = 2.15; break; case 343: bar = 2.14; break; case 344: bar = 2.13; break; case 345: bar = 2.13; break; case 346: bar = 2.12; break; case 347: bar = 2.11; break; case 348: bar = 2.11; break; case 349: bar = 2.1; break; case 350: bar = 2.09; break; case 351: bar = 2.08; break; case 352: bar = 2.08; break; case 353: bar = 2.07; break; case 354: bar = 2.06; break; case 355: bar = 2.05; break; case 356: bar = 2.05; break; case 357: bar = 2.04; break; case 358: bar = 2.03; break; case 359: bar = 2.03; break; case 360: bar = 2.02; break; case 361: bar = 2.01; break; case 362: bar = 2.01; break; case 363: bar = 2; break; case 364: bar = 1.99; break; case 365: bar = 1.99; break; case 366: bar = 1.98; break; case 367: bar = 1.97; break; case 368: bar = 1.97; break; case 369: bar = 1.96; break; case 370: bar = 1.95; break; case 371: bar = 1.95; break; case 372: bar = 1.94; break; case 373: bar = 1.93; break; case 374: bar = 1.93; break; case 375: bar = 1.92; break; case 376: bar = 1.91; break; case 377: bar = 1.91; break; case 378: bar = 1.9; break; case 379: bar = 1.89; break; case 380: bar = 1.89; break; case 381: bar = 1.88; break; case 382: bar = 1.88; break; case 383: bar = 1.87; break; case 384: bar = 1.86; break; case 385: bar = 1.86; break; case 386: bar = 1.85; break; case 387: bar = 1.85; break; case 388: bar = 1.84; break; case 389: bar = 1.83; break; case 390: bar = 1.83; break; case 391: bar = 1.82; break; case 392: bar = 1.82; break; case 393: bar = 1.81; break; case 394: bar = 1.8; break; case 395: bar = 1.8; break; case 396: bar = 1.79; break; case 397: bar = 1.79; break; case 398: bar = 1.78; break; case 399: bar = 1.77; break; case 400: bar = 1.77; break; case 401: bar = 1.76; break; case 402: bar = 1.76; break; case 403: bar = 1.75; break; case 404: bar = 1.75; break; case 405: bar = 1.74; break; case 406: bar = 1.73; break; case 407: bar = 1.73; break; case 408: bar = 1.72; break; case 409: bar = 1.72; break; case 410: bar = 1.71; break; case 411: bar = 1.71; break; case 412: bar = 1.7; break; case 413: bar = 1.7; break; case 414: bar = 1.69; break; case 415: bar = 1.69; break; case 416: bar = 1.68; break; case 417: bar = 1.67; break; case 418: bar = 1.67; break; case 419: bar = 1.66; break; case 420: bar = 1.66; break; case 421: bar = 1.65; break; case 422: bar = 1.65; break; case 423: bar = 1.64; break; case 424: bar = 1.64; break; case 425: bar = 1.63; break; case 426: bar = 1.63; break; case 427: bar = 1.62; break; case 428: bar = 1.62; break; case 429: bar = 1.61; break; case 430: bar = 1.61; break; case 431: bar = 1.6; break; case 432: bar = 1.6; break; case 433: bar = 1.59; break; case 434: bar = 1.59; break; case 435: bar = 1.58; break; case 436: bar = 1.58; break; case 437: bar = 1.57; break; case 438: bar = 1.57; break; case 439: bar = 1.56; break; case 440: bar = 1.56; break; case 441: bar = 1.55; break; case 442: bar = 1.55; break; case 443: bar = 1.54; break; case 444: bar = 1.54; break; case 445: bar = 1.53; break; case 446: bar = 1.53; break; case 447: bar = 1.53; break; case 448: bar = 1.52; break; case 449: bar = 1.52; break; case 450: bar = 1.51; break; case 451: bar = 1.51; break; case 452: bar = 1.5; break; case 453: bar = 1.5; break; case 454: bar = 1.49; break; case 455: bar = 1.49; break; case 456: bar = 1.48; break; case 457: bar = 1.48; break; case 458: bar = 1.47; break; case 459: bar = 1.47; break; case 460: bar = 1.47; break; case 461: bar = 1.46; break; case 462: bar = 1.46; break; case 463: bar = 1.45; break; case 464: bar = 1.45; break; case 465: bar = 1.44; break; case 466: bar = 1.44; break; case 467: bar = 1.44; break; case 468: bar = 1.43; break; case 469: bar = 1.43; break; case 470: bar = 1.42; break; case 471: bar = 1.42; break; case 472: bar = 1.41; break; case 473: bar = 1.41; break; case 474: bar = 1.41; break; case 475: bar = 1.4; break; case 476: bar = 1.4; break; case 477: bar = 1.39; break; case 478: bar = 1.39; break; case 479: bar = 1.38; break; case 480: bar = 1.38; break; case 481: bar = 1.38; break; case 482: bar = 1.37; break; case 483: bar = 1.37; break; case 484: bar = 1.36; break; case 485: bar = 1.36; break; case 486: bar = 1.36; break; case 487: bar = 1.35; break; case 488: bar = 1.35; break; case 489: bar = 1.34; break; case 490: bar = 1.34; break; case 491: bar = 1.34; break; case 492: bar = 1.33; break; case 493: bar = 1.33; break; case 494: bar = 1.32; break; case 495: bar = 1.32; break; case 496: bar = 1.32; break; case 497: bar = 1.31; break; case 498: bar = 1.31; break; case 499: bar = 1.3; break; case 500: bar = 1.3; break; case 501: bar = 1.3; break; case 502: bar = 1.29; break; case 503: bar = 1.29; break; case 504: bar = 1.29; break; case 505: bar = 1.28; break; case 506: bar = 1.28; break; case 507: bar = 1.27; break; case 508: bar = 1.27; break; case 509: bar = 1.27; break; case 510: bar = 1.26; break; case 511: bar = 1.26; break; case 512: bar = 1.26; break; case 513: bar = 1.25; break; case 514: bar = 1.25; break; case 515: bar = 1.24; break; case 516: bar = 1.24; break; case 517: bar = 1.24; break; case 518: bar = 1.23; break; case 519: bar = 1.23; break; case 520: bar = 1.23; break; case 521: bar = 1.22; break; case 522: bar = 1.22; break; case 523: bar = 1.22; break; case 524: bar = 1.21; break; case 525: bar = 1.21; break; case 526: bar = 1.21; break; case 527: bar = 1.2; break; case 528: bar = 1.2; break; case 529: bar = 1.2; break; case 530: bar = 1.19; break; case 531: bar = 1.19; break; case 532: bar = 1.18; break; case 533: bar = 1.18; break; case 534: bar = 1.18; break; case 535: bar = 1.17; break; case 536: bar = 1.17; break; case 537: bar = 1.17; break; case 538: bar = 1.16; break; case 539: bar = 1.16; break; case 540: bar = 1.16; break; case 541: bar = 1.15; break; case 542: bar = 1.15; break; case 543: bar = 1.15; break; case 544: bar = 1.14; break; case 545: bar = 1.14; break; case 546: bar = 1.14; break; case 547: bar = 1.13; break; case 548: bar = 1.13; break; case 549: bar = 1.13; break; case 550: bar = 1.12; break; case 551: bar = 1.12; break; case 552: bar = 1.12; break; case 553: bar = 1.12; break; case 554: bar = 1.11; break; case 555: bar = 1.11; break; case 556: bar = 1.11; break; case 557: bar = 1.1; break; case 558: bar = 1.1; break; case 559: bar = 1.1; break; case 560: bar = 1.09; break; case 561: bar = 1.09; break; case 562: bar = 1.09; break; case 563: bar = 1.08; break; case 564: bar = 1.08; break; case 565: bar = 1.08; break; case 566: bar = 1.07; break; case 567: bar = 1.07; break; case 568: bar = 1.07; break; case 569: bar = 1.07; break; case 570: bar = 1.06; break; case 571: bar = 1.06; break; case 572: bar = 1.06; break; case 573: bar = 1.05; break; case 574: bar = 1.05; break; case 575: bar = 1.05; break; case 576: bar = 1.04; break; case 577: bar = 1.04; break; case 578: bar = 1.04; break; case 579: bar = 1.04; break; case 580: bar = 1.03; break; case 581: bar = 1.03; break; case 582: bar = 1.03; break; case 583: bar = 1.02; break; case 584: bar = 1.02; break; case 585: bar = 1.02; break; case 586: bar = 1.02; break; case 587: bar = 1.01; break; case 588: bar = 1.01; break; case 589: bar = 1.01; break; case 590: bar = 1; break; case 591: bar = 1; break; case 592: bar = 1; break; case 593: bar = 1; break; case 594: bar = 0.99; break; case 595: bar = 0.99; break; case 596: bar = 0.99; break; case 597: bar = 0.98; break; case 598: bar = 0.98; break; case 599: bar = 0.98; break; case 600: bar = 0.98; break; case 601: bar = 0.97; break; case 602: bar = 0.97; break; case 603: bar = 0.97; break; case 604: bar = 0.96; break; case 605: bar = 0.96; break; case 606: bar = 0.96; break; case 607: bar = 0.96; break; case 608: bar = 0.95; break; case 609: bar = 0.95; break; case 610: bar = 0.95; break; case 611: bar = 0.95; break; case 612: bar = 0.94; break; case 613: bar = 0.94; break; case 614: bar = 0.94; break; case 615: bar = 0.94; break; case 616: bar = 0.93; break; case 617: bar = 0.93; break; case 618: bar = 0.93; break; case 619: bar = 0.92; break; case 620: bar = 0.92; break; case 621: bar = 0.92; break; case 622: bar = 0.92; break; case 623: bar = 0.91; break; case 624: bar = 0.91; break; case 625: bar = 0.91; break; case 626: bar = 0.91; break; case 627: bar = 0.9; break; case 628: bar = 0.9; break; case 629: bar = 0.9; break; case 630: bar = 0.9; break; case 631: bar = 0.89; break; case 632: bar = 0.89; break; case 633: bar = 0.89; break; case 634: bar = 0.89; break; case 635: bar = 0.88; break; case 636: bar = 0.88; break; case 637: bar = 0.88; break; case 638: bar = 0.88; break; case 639: bar = 0.87; break; case 640: bar = 0.87; break; case 641: bar = 0.87; break; case 642: bar = 0.87; break; case 643: bar = 0.86; break; case 644: bar = 0.86; break; case 645: bar = 0.86; break; case 646: bar = 0.86; break; case 647: bar = 0.85; break; case 648: bar = 0.85; break; case 649: bar = 0.85; break; case 650: bar = 0.85; break; case 651: bar = 0.84; break; case 652: bar = 0.84; break; case 653: bar = 0.84; break; case 654: bar = 0.84; break; case 655: bar = 0.84; break; case 656: bar = 0.83; break; case 657: bar = 0.83; break; case 658: bar = 0.83; break; case 659: bar = 0.83; break; case 660: bar = 0.82; break; case 661: bar = 0.82; break; case 662: bar = 0.82; break; case 663: bar = 0.82; break; case 664: bar = 0.81; break; case 665: bar = 0.81; break; case 666: bar = 0.81; break; case 667: bar = 0.81; break; case 668: bar = 0.81; break; case 669: bar = 0.8; break; case 670: bar = 0.8; break; case 671: bar = 0.8; break; case 672: bar = 0.8; break; case 673: bar = 0.79; break; case 674: bar = 0.79; break; case 675: bar = 0.79; break; case 676: bar = 0.79; break; case 677: bar = 0.78; break; case 678: bar = 0.78; break; case 679: bar = 0.78; break; case 680: bar = 0.78; break; case 681: bar = 0.78; break; case 682: bar = 0.77; break; case 683: bar = 0.77; break; case 684: bar = 0.77; break; case 685: bar = 0.77; break; case 686: bar = 0.77; break; case 687: bar = 0.76; break; case 688: bar = 0.76; break; case 689: bar = 0.76; break; case 690: bar = 0.76; break; case 691: bar = 0.75; break; case 692: bar = 0.75; break; case 693: bar = 0.75; break; case 694: bar = 0.75; break; case 695: bar = 0.75; break; case 696: bar = 0.74; break; case 697: bar = 0.74; break; case 698: bar = 0.74; break; case 699: bar = 0.74; break; case 700: bar = 0.74; break; case 701: bar = 0.73; break; case 702: bar = 0.73; break; case 703: bar = 0.73; break; case 704: bar = 0.73; break; case 705: bar = 0.72; break; case 706: bar = 0.72; break; case 707: bar = 0.72; break; case 708: bar = 0.72; break; case 709: bar = 0.72; break; case 710: bar = 0.71; break; case 711: bar = 0.71; break; case 712: bar = 0.71; break; case 713: bar = 0.71; break; case 714: bar = 0.71; break; case 715: bar = 0.7; break; case 716: bar = 0.7; break; case 717: bar = 0.7; break; case 718: bar = 0.7; break; case 719: bar = 0.7; break; case 720: bar = 0.69; break; case 721: bar = 0.69; break; case 722: bar = 0.69; break; case 723: bar = 0.69; break; case 724: bar = 0.69; break; case 725: bar = 0.68; break; case 726: bar = 0.68; break; case 727: bar = 0.68; break; case 728: bar = 0.68; break; case 729: bar = 0.68; break; case 730: bar = 0.67; break; case 731: bar = 0.67; break; case 732: bar = 0.67; break; case 733: bar = 0.67; break; case 734: bar = 0.67; break; case 735: bar = 0.67; break; case 736: bar = 0.66; break; case 737: bar = 0.66; break; case 738: bar = 0.66; break; case 739: bar = 0.66; break; case 740: bar = 0.66; break; case 741: bar = 0.65; break; case 742: bar = 0.65; break; case 743: bar = 0.65; break; case 744: bar = 0.65; break; case 745: bar = 0.65; break; case 746: bar = 0.64; break; case 747: bar = 0.64; break; case 748: bar = 0.64; break; case 749: bar = 0.64; break; case 750: bar = 0.64; break; case 751: bar = 0.64; break; case 752: bar = 0.63; break; case 753: bar = 0.63; break; case 754: bar = 0.63; break; case 755: bar = 0.63; break; case 756: bar = 0.63; break; case 757: bar = 0.62; break; case 758: bar = 0.62; break; case 759: bar = 0.62; break; case 760: bar = 0.62; break; case 761: bar = 0.62; break; case 762: bar = 0.61; break; case 763: bar = 0.61; break; case 764: bar = 0.61; break; case 765: bar = 0.61; break; case 766: bar = 0.61; break; case 767: bar = 0.61; break; case 768: bar = 0.6; break; case 769: bar = 0.6; break; case 770: bar = 0.6; break; case 771: bar = 0.6; break; case 772: bar = 0.6; break; case 773: bar = 0.6; break; case 774: bar = 0.59; break; case 775: bar = 0.59; break; case 776: bar = 0.59; break; case 777: bar = 0.59; break; case 778: bar = 0.59; break; case 779: bar = 0.59; break; case 780: bar = 0.58; break; case 781: bar = 0.58; break; case 782: bar = 0.58; break; case 783: bar = 0.58; break; case 784: bar = 0.58; break; case 785: bar = 0.57; break; case 786: bar = 0.57; break; case 787: bar = 0.57; break; case 788: bar = 0.57; break; case 789: bar = 0.57; break; case 790: bar = 0.57; break; case 791: bar = 0.56; break; case 792: bar = 0.56; break; case 793: bar = 0.56; break; case 794: bar = 0.56; break; case 795: bar = 0.56; break; case 796: bar = 0.56; break; case 797: bar = 0.55; break; case 798: bar = 0.55; break; case 799: bar = 0.55; break; case 800: bar = 0.55; break; case 801: bar = 0.55; break; case 802: bar = 0.55; break; case 803: bar = 0.54; break; case 804: bar = 0.54; break; case 805: bar = 0.54; break; case 806: bar = 0.54; break; case 807: bar = 0.54; break; case 808: bar = 0.54; break; case 809: bar = 0.53; break; case 810: bar = 0.53; break; case 811: bar = 0.53; break; case 812: bar = 0.53; break; case 813: bar = 0.53; break; case 814: bar = 0.53; break; case 815: bar = 0.53; break; case 816: bar = 0.52; break; case 817: bar = 0.52; break; case 818: bar = 0.52; break; case 819: bar = 0.52; break; case 820: bar = 0.52; break; case 821: bar = 0.52; break; case 822: bar = 0.51; break; case 823: bar = 0.51; break; case 824: bar = 0.51; break; case 825: bar = 0.51; break; case 826: bar = 0.51; break; case 827: bar = 0.51; break; case 828: bar = 0.5; break; case 829: bar = 0.5; break; case 830: bar = 0.5; break; case 831: bar = 0.5; break; case 832: bar = 0.5; break; case 833: bar = 0.5; break; case 834: bar = 0.5; break; case 835: bar = 0.49; break; case 836: bar = 0.49; break; case 837: bar = 0.49; break; case 838: bar = 0.49; break; case 839: bar = 0.49; break; case 840: bar = 0.49; break; case 841: bar = 0.48; break; case 842: bar = 0.48; break; case 843: bar = 0.48; break; case 844: bar = 0.48; break; case 845: bar = 0.48; break; case 846: bar = 0.48; break; case 847: bar = 0.48; break; case 848: bar = 0.47; break; case 849: bar = 0.47; break; case 850: bar = 0.47; break; case 851: bar = 0.47; break; case 852: bar = 0.47; break; case 853: bar = 0.47; break; case 854: bar = 0.47; break; case 855: bar = 0.46; break; case 856: bar = 0.46; break; case 857: bar = 0.46; break; case 858: bar = 0.46; break; case 859: bar = 0.46; break; case 860: bar = 0.46; break; case 861: bar = 0.46; break; case 862: bar = 0.45; break; case 863: bar = 0.45; break; case 864: bar = 0.45; break; case 865: bar = 0.45; break; case 866: bar = 0.45; break; case 867: bar = 0.45; break; case 868: bar = 0.45; break; case 869: bar = 0.44; break; case 870: bar = 0.44; break; case 871: bar = 0.44; break; case 872: bar = 0.44; break; case 873: bar = 0.44; break; case 874: bar = 0.44; break; case 875: bar = 0.44; break; case 876: bar = 0.43; break; case 877: bar = 0.43; break; case 878: bar = 0.43; break; case 879: bar = 0.43; break; case 880: bar = 0.43; break; case 881: bar = 0.43; break; case 882: bar = 0.43; break; case 883: bar = 0.42; break; case 884: bar = 0.42; break; case 885: bar = 0.42; break; case 886: bar = 0.42; break; case 887: bar = 0.42; break; case 888: bar = 0.42; break; case 889: bar = 0.42; break; case 890: bar = 0.41; break; case 891: bar = 0.41; break; case 892: bar = 0.41; break; case 893: bar = 0.41; break; case 894: bar = 0.41; break; case 895: bar = 0.41; break; case 896: bar = 0.41; break; case 897: bar = 0.41; break; case 898: bar = 0.4; break; case 899: bar = 0.4; break; case 900: bar = 0.4; break; case 901: bar = 0.4; break; case 902: bar = 0.4; break; case 903: bar = 0.4; break; case 904: bar = 0.4; break; case 905: bar = 0.39; break; case 906: bar = 0.39; break; case 907: bar = 0.39; break; case 908: bar = 0.39; break; case 909: bar = 0.39; break; case 910: bar = 0.39; break; case 911: bar = 0.39; break; case 912: bar = 0.39; break; case 913: bar = 0.38; break; case 914: bar = 0.38; break; case 915: bar = 0.38; break; case 916: bar = 0.38; break; case 917: bar = 0.38; break; case 918: bar = 0.38; break; case 919: bar = 0.38; break; case 920: bar = 0.38; break; case 921: bar = 0.37; break; case 922: bar = 0.37; break; case 923: bar = 0.37; break; case 924: bar = 0.37; break; case 925: bar = 0.37; break; case 926: bar = 0.37; break; case 927: bar = 0.37; break; case 928: bar = 0.37; break; case 929: bar = 0.36; break; case 930: bar = 0.36; break; case 931: bar = 0.36; break; case 932: bar = 0.36; break; case 933: bar = 0.36; break; case 934: bar = 0.36; break; case 935: bar = 0.36; break; case 936: bar = 0.36; break; case 937: bar = 0.35; break; case 938: bar = 0.35; break; case 939: bar = 0.35; break; case 940: bar = 0.35; break; case 941: bar = 0.35; break; case 942: bar = 0.35; break; case 943: bar = 0.35; break; case 944: bar = 0.35; break; case 945: bar = 0.34; break; case 946: bar = 0.34; break; case 947: bar = 0.34; break; case 948: bar = 0.34; break; case 949: bar = 0.34; break; case 950: bar = 0.34; break; case 951: bar = 0.34; break; case 952: bar = 0.34; break; case 953: bar = 0.33; break; case 954: bar = 0.33; break; case 955: bar = 0.33; break; case 956: bar = 0.33; break; case 957: bar = 0.33; break; case 958: bar = 0.33; break; case 959: bar = 0.33; break; case 960: bar = 0.33; break; case 961: bar = 0.32; break; case 962: bar = 0.32; break; case 963: bar = 0.32; break; case 964: bar = 0.32; break; case 965: bar = 0.32; break; case 966: bar = 0.32; break; case 967: bar = 0.32; break; case 968: bar = 0.32; break; case 969: bar = 0.32; break; case 970: bar = 0.31; break; case 971: bar = 0.31; break; case 972: bar = 0.31; break; case 973: bar = 0.31; break; case 974: bar = 0.31; break; case 975: bar = 0.31; break; case 976: bar = 0.31; break; case 977: bar = 0.31; break; case 978: bar = 0.3; break; case 979: bar = 0.3; break; case 980: bar = 0.3; break; case 981: bar = 0.3; break; case 982: bar = 0.3; break; case 983: bar = 0.3; break; case 984: bar = 0.3; break; case 985: bar = 0.3; break; case 986: bar = 0.3; break; case 987: bar = 0.29; break; case 988: bar = 0.29; break; case 989: bar = 0.29; break; case 990: bar = 0.29; break; case 991: bar = 0.29; break; case 992: bar = 0.29; break; case 993: bar = 0.29; break; case 994: bar = 0.29; break; case 995: bar = 0.29; break; case 996: bar = 0.28; break; case 997: bar = 0.28; break; case 998: bar = 0.28; break; case 999: bar = 0.28; break; case 1000: bar = 0.28; break; case 1001: bar = 0.28; break; case 1002: bar = 0.28; break; case 1003: bar = 0.28; break; case 1004: bar = 0.28; break; case 1005: bar = 0.27; break; case 1006: bar = 0.27; break; case 1007: bar = 0.27; break; case 1008: bar = 0.27; break; case 1009: bar = 0.27; break; case 1010: bar = 0.27; break; case 1011: bar = 0.27; break; case 1012: bar = 0.27; break; case 1013: bar = 0.27; break; case 1014: bar = 0.26; break; case 1015: bar = 0.26; break; case 1016: bar = 0.26; break; case 1017: bar = 0.26; break; case 1018: bar = 0.26; break; case 1019: bar = 0.26; break; case 1020: bar = 0.26; break; case 1021: bar = 0.26; break; case 1022: bar = 0.26; break; case 1023: bar = 0.26; break; case 1024: bar = 0.25; break;
case 113: bar = 6.74; break; | case 113: bar = 6.74; break; case 114: bar = 6.68; break; case 115: bar = 6.63; break; case 116: bar = 6.57; break; case 117: bar = 6.52; break; case 118: bar = 6.47; break; case 119: bar = 6.42; break; case 120: bar = 6.37; break; case 121: bar = 6.32; break; case 122: bar = 6.27; break; case 123: bar = 6.23; break; case 124: bar = 6.18; break; case 125: bar = 6.13; break; case 126: bar = 6.09; break; case 127: bar = 6.04; break; case 128: bar = 6; break; case 129: bar = 5.95; break; case 130: bar = 5.91; break; case 131: bar = 5.87; break; case 132: bar = 5.83; break; case 133: bar = 5.79; break; case 134: bar = 5.75; break; case 135: bar = 5.71; break; case 136: bar = 5.67; break; case 137: bar = 5.63; break; case 138: bar = 5.59; break; case 139: bar = 5.55; break; case 140: bar = 5.51; break; case 141: bar = 5.47; break; case 142: bar = 5.44; break; case 143: bar = 5.4; break; case 144: bar = 5.37; break; case 145: bar = 5.33; break; case 146: bar = 5.3; break; case 147: bar = 5.26; break; case 148: bar = 5.23; break; case 149: bar = 5.19; break; case 150: bar = 5.16; break; case 151: bar = 5.13; break; case 152: bar = 5.09; break; case 153: bar = 5.06; break; case 154: bar = 5.03; break; case 155: bar = 5; break; case 156: bar = 4.97; break; case 157: bar = 4.94; break; case 158: bar = 4.91; break; case 159: bar = 4.88; break; case 160: bar = 4.85; break; case 161: bar = 4.82; break; case 162: bar = 4.79; break; case 163: bar = 4.76; break; case 164: bar = 4.73; break; case 165: bar = 4.7; break; case 166: bar = 4.68; break; case 167: bar = 4.65; break; case 168: bar = 4.62; break; case 169: bar = 4.59; break; case 170: bar = 4.57; break; case 171: bar = 4.54; break; case 172: bar = 4.52; break; case 173: bar = 4.49; break; case 174: bar = 4.46; break; case 175: bar = 4.44; break; case 176: bar = 4.41; break; case 177: bar = 4.39; break; case 178: bar = 4.36; break; case 179: bar = 4.34; break; case 180: bar = 4.32; break; case 181: bar = 4.29; break; case 182: bar = 4.27; break; case 183: bar = 4.25; break; case 184: bar = 4.22; break; case 185: bar = 4.2; break; case 186: bar = 4.18; break; case 187: bar = 4.15; break; case 188: bar = 4.13; break; case 189: bar = 4.11; break; case 190: bar = 4.09; break; case 191: bar = 4.07; break; case 192: bar = 4.05; break; case 193: bar = 4.02; break; case 194: bar = 4; break; case 195: bar = 3.98; break; case 196: bar = 3.96; break; case 197: bar = 3.94; break; case 198: bar = 3.92; break; case 199: bar = 3.9; break; case 200: bar = 3.88; break; case 201: bar = 3.86; break; case 202: bar = 3.84; break; case 203: bar = 3.82; break; case 204: bar = 3.8; break; case 205: bar = 3.78; break; case 206: bar = 3.77; break; case 207: bar = 3.75; break; case 208: bar = 3.73; break; case 209: bar = 3.71; break; case 210: bar = 3.69; break; case 211: bar = 3.67; break; case 212: bar = 3.66; break; case 213: bar = 3.64; break; case 214: bar = 3.62; break; case 215: bar = 3.6; break; case 216: bar = 3.59; break; case 217: bar = 3.57; break; case 218: bar = 3.55; break; case 219: bar = 3.53; break; case 220: bar = 3.52; break; case 221: bar = 3.5; break; case 222: bar = 3.48; break; case 223: bar = 3.47; break; case 224: bar = 3.45; break; case 225: bar = 3.44; break; case 226: bar = 3.42; break; case 227: bar = 3.4; break; case 228: bar = 3.39; break; case 229: bar = 3.37; break; case 230: bar = 3.36; break; case 231: bar = 3.34; break; case 232: bar = 3.33; break; case 233: bar = 3.31; break; case 234: bar = 3.3; break; case 235: bar = 3.28; break; case 236: bar = 3.27; break; case 237: bar = 3.25; break; case 238: bar = 3.24; break; case 239: bar = 3.22; break; case 240: bar = 3.21; break; case 241: bar = 3.19; break; case 242: bar = 3.18; break; case 243: bar = 3.17; break; case 244: bar = 3.15; break; case 245: bar = 3.14; break; case 246: bar = 3.12; break; case 247: bar = 3.11; break; case 248: bar = 3.1; break; case 249: bar = 3.08; break; case 250: bar = 3.07; break; case 251: bar = 3.06; break; case 252: bar = 3.04; break; case 253: bar = 3.03; break; case 254: bar = 3.02; break; case 255: bar = 3.01; break; case 256: bar = 2.99; break; case 257: bar = 2.98; break; case 258: bar = 2.97; break; case 259: bar = 2.96; break; case 260: bar = 2.94; break; case 261: bar = 2.93; break; case 262: bar = 2.92; break; case 263: bar = 2.91; break; case 264: bar = 2.89; break; case 265: bar = 2.88; break; case 266: bar = 2.87; break; case 267: bar = 2.86; break; case 268: bar = 2.85; break; case 269: bar = 2.83; break; case 270: bar = 2.82; break; case 271: bar = 2.81; break; case 272: bar = 2.8; break; case 273: bar = 2.79; break; case 274: bar = 2.78; break; case 275: bar = 2.77; break; case 276: bar = 2.76; break; case 277: bar = 2.74; break; case 278: bar = 2.73; break; case 279: bar = 2.72; break; case 280: bar = 2.71; break; case 281: bar = 2.7; break; case 282: bar = 2.69; break; case 283: bar = 2.68; break; case 284: bar = 2.67; break; case 285: bar = 2.66; break; case 286: bar = 2.65; break; case 287: bar = 2.64; break; case 288: bar = 2.63; break; case 289: bar = 2.62; break; case 290: bar = 2.61; break; case 291: bar = 2.6; break; case 292: bar = 2.59; break; case 293: bar = 2.58; break; case 294: bar = 2.57; break; case 295: bar = 2.56; break; case 296: bar = 2.55; break; case 297: bar = 2.54; break; case 298: bar = 2.53; break; case 299: bar = 2.52; break; case 300: bar = 2.51; break; case 301: bar = 2.5; break; case 302: bar = 2.49; break; case 303: bar = 2.48; break; case 304: bar = 2.47; break; case 305: bar = 2.46; break; case 306: bar = 2.45; break; case 307: bar = 2.44; break; case 308: bar = 2.43; break; case 309: bar = 2.42; break; case 310: bar = 2.41; break; case 311: bar = 2.41; break; case 312: bar = 2.4; break; case 313: bar = 2.39; break; case 314: bar = 2.38; break; case 315: bar = 2.37; break; case 316: bar = 2.36; break; case 317: bar = 2.35; break; case 318: bar = 2.34; break; case 319: bar = 2.34; break; case 320: bar = 2.33; break; case 321: bar = 2.32; break; case 322: bar = 2.31; break; case 323: bar = 2.3; break; case 324: bar = 2.29; break; case 325: bar = 2.28; break; case 326: bar = 2.28; break; case 327: bar = 2.27; break; case 328: bar = 2.26; break; case 329: bar = 2.25; break; case 330: bar = 2.24; break; case 331: bar = 2.24; break; case 332: bar = 2.23; break; case 333: bar = 2.22; break; case 334: bar = 2.21; break; case 335: bar = 2.2; break; case 336: bar = 2.2; break; case 337: bar = 2.19; break; case 338: bar = 2.18; break; case 339: bar = 2.17; break; case 340: bar = 2.17; break; case 341: bar = 2.16; break; case 342: bar = 2.15; break; case 343: bar = 2.14; break; case 344: bar = 2.13; break; case 345: bar = 2.13; break; case 346: bar = 2.12; break; case 347: bar = 2.11; break; case 348: bar = 2.11; break; case 349: bar = 2.1; break; case 350: bar = 2.09; break; case 351: bar = 2.08; break; case 352: bar = 2.08; break; case 353: bar = 2.07; break; case 354: bar = 2.06; break; case 355: bar = 2.05; break; case 356: bar = 2.05; break; case 357: bar = 2.04; break; case 358: bar = 2.03; break; case 359: bar = 2.03; break; case 360: bar = 2.02; break; case 361: bar = 2.01; break; case 362: bar = 2.01; break; case 363: bar = 2; break; case 364: bar = 1.99; break; case 365: bar = 1.99; break; case 366: bar = 1.98; break; case 367: bar = 1.97; break; case 368: bar = 1.97; break; case 369: bar = 1.96; break; case 370: bar = 1.95; break; case 371: bar = 1.95; break; case 372: bar = 1.94; break; case 373: bar = 1.93; break; case 374: bar = 1.93; break; case 375: bar = 1.92; break; case 376: bar = 1.91; break; case 377: bar = 1.91; break; case 378: bar = 1.9; break; case 379: bar = 1.89; break; case 380: bar = 1.89; break; case 381: bar = 1.88; break; case 382: bar = 1.88; break; case 383: bar = 1.87; break; case 384: bar = 1.86; break; case 385: bar = 1.86; break; case 386: bar = 1.85; break; case 387: bar = 1.85; break; case 388: bar = 1.84; break; case 389: bar = 1.83; break; case 390: bar = 1.83; break; case 391: bar = 1.82; break; case 392: bar = 1.82; break; case 393: bar = 1.81; break; case 394: bar = 1.8; break; case 395: bar = 1.8; break; case 396: bar = 1.79; break; case 397: bar = 1.79; break; case 398: bar = 1.78; break; case 399: bar = 1.77; break; case 400: bar = 1.77; break; case 401: bar = 1.76; break; case 402: bar = 1.76; break; case 403: bar = 1.75; break; case 404: bar = 1.75; break; case 405: bar = 1.74; break; case 406: bar = 1.73; break; case 407: bar = 1.73; break; case 408: bar = 1.72; break; case 409: bar = 1.72; break; case 410: bar = 1.71; break; case 411: bar = 1.71; break; case 412: bar = 1.7; break; case 413: bar = 1.7; break; case 414: bar = 1.69; break; case 415: bar = 1.69; break; case 416: bar = 1.68; break; case 417: bar = 1.67; break; case 418: bar = 1.67; break; case 419: bar = 1.66; break; case 420: bar = 1.66; break; case 421: bar = 1.65; break; case 422: bar = 1.65; break; case 423: bar = 1.64; break; case 424: bar = 1.64; break; case 425: bar = 1.63; break; case 426: bar = 1.63; break; case 427: bar = 1.62; break; case 428: bar = 1.62; break; case 429: bar = 1.61; break; case 430: bar = 1.61; break; case 431: bar = 1.6; break; case 432: bar = 1.6; break; case 433: bar = 1.59; break; case 434: bar = 1.59; break; case 435: bar = 1.58; break; case 436: bar = 1.58; break; case 437: bar = 1.57; break; case 438: bar = 1.57; break; case 439: bar = 1.56; break; case 440: bar = 1.56; break; case 441: bar = 1.55; break; case 442: bar = 1.55; break; case 443: bar = 1.54; break; case 444: bar = 1.54; break; case 445: bar = 1.53; break; case 446: bar = 1.53; break; case 447: bar = 1.53; break; case 448: bar = 1.52; break; case 449: bar = 1.52; break; case 450: bar = 1.51; break; case 451: bar = 1.51; break; case 452: bar = 1.5; break; case 453: bar = 1.5; break; case 454: bar = 1.49; break; case 455: bar = 1.49; break; case 456: bar = 1.48; break; case 457: bar = 1.48; break; case 458: bar = 1.47; break; case 459: bar = 1.47; break; case 460: bar = 1.47; break; case 461: bar = 1.46; break; case 462: bar = 1.46; break; case 463: bar = 1.45; break; case 464: bar = 1.45; break; case 465: bar = 1.44; break; case 466: bar = 1.44; break; case 467: bar = 1.44; break; case 468: bar = 1.43; break; case 469: bar = 1.43; break; case 470: bar = 1.42; break; case 471: bar = 1.42; break; case 472: bar = 1.41; break; case 473: bar = 1.41; break; case 474: bar = 1.41; break; case 475: bar = 1.4; break; case 476: bar = 1.4; break; case 477: bar = 1.39; break; case 478: bar = 1.39; break; case 479: bar = 1.38; break; case 480: bar = 1.38; break; case 481: bar = 1.38; break; case 482: bar = 1.37; break; case 483: bar = 1.37; break; case 484: bar = 1.36; break; case 485: bar = 1.36; break; case 486: bar = 1.36; break; case 487: bar = 1.35; break; case 488: bar = 1.35; break; case 489: bar = 1.34; break; case 490: bar = 1.34; break; case 491: bar = 1.34; break; case 492: bar = 1.33; break; case 493: bar = 1.33; break; case 494: bar = 1.32; break; case 495: bar = 1.32; break; case 496: bar = 1.32; break; case 497: bar = 1.31; break; case 498: bar = 1.31; break; case 499: bar = 1.3; break; case 500: bar = 1.3; break; case 501: bar = 1.3; break; case 502: bar = 1.29; break; case 503: bar = 1.29; break; case 504: bar = 1.29; break; case 505: bar = 1.28; break; case 506: bar = 1.28; break; case 507: bar = 1.27; break; case 508: bar = 1.27; break; case 509: bar = 1.27; break; case 510: bar = 1.26; break; case 511: bar = 1.26; break; case 512: bar = 1.26; break; case 513: bar = 1.25; break; case 514: bar = 1.25; break; case 515: bar = 1.24; break; case 516: bar = 1.24; break; case 517: bar = 1.24; break; case 518: bar = 1.23; break; case 519: bar = 1.23; break; case 520: bar = 1.23; break; case 521: bar = 1.22; break; case 522: bar = 1.22; break; case 523: bar = 1.22; break; case 524: bar = 1.21; break; case 525: bar = 1.21; break; case 526: bar = 1.21; break; case 527: bar = 1.2; break; case 528: bar = 1.2; break; case 529: bar = 1.2; break; case 530: bar = 1.19; break; case 531: bar = 1.19; break; case 532: bar = 1.18; break; case 533: bar = 1.18; break; case 534: bar = 1.18; break; case 535: bar = 1.17; break; case 536: bar = 1.17; break; case 537: bar = 1.17; break; case 538: bar = 1.16; break; case 539: bar = 1.16; break; case 540: bar = 1.16; break; case 541: bar = 1.15; break; case 542: bar = 1.15; break; case 543: bar = 1.15; break; case 544: bar = 1.14; break; case 545: bar = 1.14; break; case 546: bar = 1.14; break; case 547: bar = 1.13; break; case 548: bar = 1.13; break; case 549: bar = 1.13; break; case 550: bar = 1.12; break; case 551: bar = 1.12; break; case 552: bar = 1.12; break; case 553: bar = 1.12; break; case 554: bar = 1.11; break; case 555: bar = 1.11; break; case 556: bar = 1.11; break; case 557: bar = 1.1; break; case 558: bar = 1.1; break; case 559: bar = 1.1; break; case 560: bar = 1.09; break; case 561: bar = 1.09; break; case 562: bar = 1.09; break; case 563: bar = 1.08; break; case 564: bar = 1.08; break; case 565: bar = 1.08; break; case 566: bar = 1.07; break; case 567: bar = 1.07; break; case 568: bar = 1.07; break; case 569: bar = 1.07; break; case 570: bar = 1.06; break; case 571: bar = 1.06; break; case 572: bar = 1.06; break; case 573: bar = 1.05; break; case 574: bar = 1.05; break; case 575: bar = 1.05; break; case 576: bar = 1.04; break; case 577: bar = 1.04; break; case 578: bar = 1.04; break; case 579: bar = 1.04; break; case 580: bar = 1.03; break; case 581: bar = 1.03; break; case 582: bar = 1.03; break; case 583: bar = 1.02; break; case 584: bar = 1.02; break; case 585: bar = 1.02; break; case 586: bar = 1.02; break; case 587: bar = 1.01; break; case 588: bar = 1.01; break; case 589: bar = 1.01; break; case 590: bar = 1; break; case 591: bar = 1; break; case 592: bar = 1; break; case 593: bar = 1; break; case 594: bar = 0.99; break; case 595: bar = 0.99; break; case 596: bar = 0.99; break; case 597: bar = 0.98; break; case 598: bar = 0.98; break; case 599: bar = 0.98; break; case 600: bar = 0.98; break; case 601: bar = 0.97; break; case 602: bar = 0.97; break; case 603: bar = 0.97; break; case 604: bar = 0.96; break; case 605: bar = 0.96; break; case 606: bar = 0.96; break; case 607: bar = 0.96; break; case 608: bar = 0.95; break; case 609: bar = 0.95; break; case 610: bar = 0.95; break; case 611: bar = 0.95; break; case 612: bar = 0.94; break; case 613: bar = 0.94; break; case 614: bar = 0.94; break; case 615: bar = 0.94; break; case 616: bar = 0.93; break; case 617: bar = 0.93; break; case 618: bar = 0.93; break; case 619: bar = 0.92; break; case 620: bar = 0.92; break; case 621: bar = 0.92; break; case 622: bar = 0.92; break; case 623: bar = 0.91; break; case 624: bar = 0.91; break; case 625: bar = 0.91; break; case 626: bar = 0.91; break; case 627: bar = 0.9; break; case 628: bar = 0.9; break; case 629: bar = 0.9; break; case 630: bar = 0.9; break; case 631: bar = 0.89; break; case 632: bar = 0.89; break; case 633: bar = 0.89; break; case 634: bar = 0.89; break; case 635: bar = 0.88; break; case 636: bar = 0.88; break; case 637: bar = 0.88; break; case 638: bar = 0.88; break; case 639: bar = 0.87; break; case 640: bar = 0.87; break; case 641: bar = 0.87; break; case 642: bar = 0.87; break; case 643: bar = 0.86; break; case 644: bar = 0.86; break; case 645: bar = 0.86; break; case 646: bar = 0.86; break; case 647: bar = 0.85; break; case 648: bar = 0.85; break; case 649: bar = 0.85; break; case 650: bar = 0.85; break; case 651: bar = 0.84; break; case 652: bar = 0.84; break; case 653: bar = 0.84; break; case 654: bar = 0.84; break; case 655: bar = 0.84; break; case 656: bar = 0.83; break; case 657: bar = 0.83; break; case 658: bar = 0.83; break; case 659: bar = 0.83; break; case 660: bar = 0.82; break; case 661: bar = 0.82; break; case 662: bar = 0.82; break; case 663: bar = 0.82; break; case 664: bar = 0.81; break; case 665: bar = 0.81; break; case 666: bar = 0.81; break; case 667: bar = 0.81; break; case 668: bar = 0.81; break; case 669: bar = 0.8; break; case 670: bar = 0.8; break; case 671: bar = 0.8; break; case 672: bar = 0.8; break; case 673: bar = 0.79; break; case 674: bar = 0.79; break; case 675: bar = 0.79; break; case 676: bar = 0.79; break; case 677: bar = 0.78; break; case 678: bar = 0.78; break; case 679: bar = 0.78; break; case 680: bar = 0.78; break; case 681: bar = 0.78; break; case 682: bar = 0.77; break; case 683: bar = 0.77; break; case 684: bar = 0.77; break; case 685: bar = 0.77; break; case 686: bar = 0.77; break; case 687: bar = 0.76; break; case 688: bar = 0.76; break; case 689: bar = 0.76; break; case 690: bar = 0.76; break; case 691: bar = 0.75; break; case 692: bar = 0.75; break; case 693: bar = 0.75; break; case 694: bar = 0.75; break; case 695: bar = 0.75; break; case 696: bar = 0.74; break; case 697: bar = 0.74; break; case 698: bar = 0.74; break; case 699: bar = 0.74; break; case 700: bar = 0.74; break; case 701: bar = 0.73; break; case 702: bar = 0.73; break; case 703: bar = 0.73; break; case 704: bar = 0.73; break; case 705: bar = 0.72; break; case 706: bar = 0.72; break; case 707: bar = 0.72; break; case 708: bar = 0.72; break; case 709: bar = 0.72; break; case 710: bar = 0.71; break; case 711: bar = 0.71; break; case 712: bar = 0.71; break; case 713: bar = 0.71; break; case 714: bar = 0.71; break; case 715: bar = 0.7; break; case 716: bar = 0.7; break; case 717: bar = 0.7; break; case 718: bar = 0.7; break; case 719: bar = 0.7; break; case 720: bar = 0.69; break; case 721: bar = 0.69; break; case 722: bar = 0.69; break; case 723: bar = 0.69; break; case 724: bar = 0.69; break; case 725: bar = 0.68; break; case 726: bar = 0.68; break; case 727: bar = 0.68; break; case 728: bar = 0.68; break; case 729: bar = 0.68; break; case 730: bar = 0.67; break; case 731: bar = 0.67; break; case 732: bar = 0.67; break; case 733: bar = 0.67; break; case 734: bar = 0.67; break; case 735: bar = 0.67; break; case 736: bar = 0.66; break; case 737: bar = 0.66; break; case 738: bar = 0.66; break; case 739: bar = 0.66; break; case 740: bar = 0.66; break; case 741: bar = 0.65; break; case 742: bar = 0.65; break; case 743: bar = 0.65; break; case 744: bar = 0.65; break; case 745: bar = 0.65; break; case 746: bar = 0.64; break; case 747: bar = 0.64; break; case 748: bar = 0.64; break; case 749: bar = 0.64; break; case 750: bar = 0.64; break; case 751: bar = 0.64; break; case 752: bar = 0.63; break; case 753: bar = 0.63; break; case 754: bar = 0.63; break; case 755: bar = 0.63; break; case 756: bar = 0.63; break; case 757: bar = 0.62; break; case 758: bar = 0.62; break; case 759: bar = 0.62; break; case 760: bar = 0.62; break; case 761: bar = 0.62; break; case 762: bar = 0.61; break; case 763: bar = 0.61; break; case 764: bar = 0.61; break; case 765: bar = 0.61; break; case 766: bar = 0.61; break; case 767: bar = 0.61; break; case 768: bar = 0.6; break; case 769: bar = 0.6; break; case 770: bar = 0.6; break; case 771: bar = 0.6; break; case 772: bar = 0.6; break; case 773: bar = 0.6; break; case 774: bar = 0.59; break; case 775: bar = 0.59; break; case 776: bar = 0.59; break; case 777: bar = 0.59; break; case 778: bar = 0.59; break; case 779: bar = 0.59; break; case 780: bar = 0.58; break; case 781: bar = 0.58; break; case 782: bar = 0.58; break; case 783: bar = 0.58; break; case 784: bar = 0.58; break; case 785: bar = 0.57; break; case 786: bar = 0.57; break; case 787: bar = 0.57; break; case 788: bar = 0.57; break; case 789: bar = 0.57; break; case 790: bar = 0.57; break; case 791: bar = 0.56; break; case 792: bar = 0.56; break; case 793: bar = 0.56; break; case 794: bar = 0.56; break; case 795: bar = 0.56; break; case 796: bar = 0.56; break; case 797: bar = 0.55; break; case 798: bar = 0.55; break; case 799: bar = 0.55; break; case 800: bar = 0.55; break; case 801: bar = 0.55; break; case 802: bar = 0.55; break; case 803: bar = 0.54; break; case 804: bar = 0.54; break; case 805: bar = 0.54; break; case 806: bar = 0.54; break; case 807: bar = 0.54; break; case 808: bar = 0.54; break; case 809: bar = 0.53; break; case 810: bar = 0.53; break; case 811: bar = 0.53; break; case 812: bar = 0.53; break; case 813: bar = 0.53; break; case 814: bar = 0.53; break; case 815: bar = 0.53; break; case 816: bar = 0.52; break; case 817: bar = 0.52; break; case 818: bar = 0.52; break; case 819: bar = 0.52; break; case 820: bar = 0.52; break; case 821: bar = 0.52; break; case 822: bar = 0.51; break; case 823: bar = 0.51; break; case 824: bar = 0.51; break; case 825: bar = 0.51; break; case 826: bar = 0.51; break; case 827: bar = 0.51; break; case 828: bar = 0.5; break; case 829: bar = 0.5; break; case 830: bar = 0.5; break; case 831: bar = 0.5; break; case 832: bar = 0.5; break; case 833: bar = 0.5; break; case 834: bar = 0.5; break; case 835: bar = 0.49; break; case 836: bar = 0.49; break; case 837: bar = 0.49; break; case 838: bar = 0.49; break; case 839: bar = 0.49; break; case 840: bar = 0.49; break; case 841: bar = 0.48; break; case 842: bar = 0.48; break; case 843: bar = 0.48; break; case 844: bar = 0.48; break; case 845: bar = 0.48; break; case 846: bar = 0.48; break; case 847: bar = 0.48; break; case 848: bar = 0.47; break; case 849: bar = 0.47; break; case 850: bar = 0.47; break; case 851: bar = 0.47; break; case 852: bar = 0.47; break; case 853: bar = 0.47; break; case 854: bar = 0.47; break; case 855: bar = 0.46; break; case 856: bar = 0.46; break; case 857: bar = 0.46; break; case 858: bar = 0.46; break; case 859: bar = 0.46; break; case 860: bar = 0.46; break; case 861: bar = 0.46; break; case 862: bar = 0.45; break; case 863: bar = 0.45; break; case 864: bar = 0.45; break; case 865: bar = 0.45; break; case 866: bar = 0.45; break; case 867: bar = 0.45; break; case 868: bar = 0.45; break; case 869: bar = 0.44; break; case 870: bar = 0.44; break; case 871: bar = 0.44; break; case 872: bar = 0.44; break; case 873: bar = 0.44; break; case 874: bar = 0.44; break; case 875: bar = 0.44; break; case 876: bar = 0.43; break; case 877: bar = 0.43; break; case 878: bar = 0.43; break; case 879: bar = 0.43; break; case 880: bar = 0.43; break; case 881: bar = 0.43; break; case 882: bar = 0.43; break; case 883: bar = 0.42; break; case 884: bar = 0.42; break; case 885: bar = 0.42; break; case 886: bar = 0.42; break; case 887: bar = 0.42; break; case 888: bar = 0.42; break; case 889: bar = 0.42; break; case 890: bar = 0.41; break; case 891: bar = 0.41; break; case 892: bar = 0.41; break; case 893: bar = 0.41; break; case 894: bar = 0.41; break; case 895: bar = 0.41; break; case 896: bar = 0.41; break; case 897: bar = 0.41; break; case 898: bar = 0.4; break; case 899: bar = 0.4; break; case 900: bar = 0.4; break; case 901: bar = 0.4; break; case 902: bar = 0.4; break; case 903: bar = 0.4; break; case 904: bar = 0.4; break; case 905: bar = 0.39; break; case 906: bar = 0.39; break; case 907: bar = 0.39; break; case 908: bar = 0.39; break; case 909: bar = 0.39; break; case 910: bar = 0.39; break; case 911: bar = 0.39; break; case 912: bar = 0.39; break; case 913: bar = 0.38; break; case 914: bar = 0.38; break; case 915: bar = 0.38; break; case 916: bar = 0.38; break; case 917: bar = 0.38; break; case 918: bar = 0.38; break; case 919: bar = 0.38; break; case 920: bar = 0.38; break; case 921: bar = 0.37; break; case 922: bar = 0.37; break; case 923: bar = 0.37; break; case 924: bar = 0.37; break; case 925: bar = 0.37; break; case 926: bar = 0.37; break; case 927: bar = 0.37; break; case 928: bar = 0.37; break; case 929: bar = 0.36; break; case 930: bar = 0.36; break; case 931: bar = 0.36; break; case 932: bar = 0.36; break; case 933: bar = 0.36; break; case 934: bar = 0.36; break; case 935: bar = 0.36; break; case 936: bar = 0.36; break; case 937: bar = 0.35; break; case 938: bar = 0.35; break; case 939: bar = 0.35; break; case 940: bar = 0.35; break; case 941: bar = 0.35; break; case 942: bar = 0.35; break; case 943: bar = 0.35; break; case 944: bar = 0.35; break; case 945: bar = 0.34; break; case 946: bar = 0.34; break; case 947: bar = 0.34; break; case 948: bar = 0.34; break; case 949: bar = 0.34; break; case 950: bar = 0.34; break; case 951: bar = 0.34; break; case 952: bar = 0.34; break; case 953: bar = 0.33; break; case 954: bar = 0.33; break; case 955: bar = 0.33; break; case 956: bar = 0.33; break; case 957: bar = 0.33; break; case 958: bar = 0.33; break; case 959: bar = 0.33; break; case 960: bar = 0.33; break; case 961: bar = 0.32; break; case 962: bar = 0.32; break; case 963: bar = 0.32; break; case 964: bar = 0.32; break; case 965: bar = 0.32; break; case 966: bar = 0.32; break; case 967: bar = 0.32; break; case 968: bar = 0.32; break; case 969: bar = 0.32; break; case 970: bar = 0.31; break; case 971: bar = 0.31; break; case 972: bar = 0.31; break; case 973: bar = 0.31; break; case 974: bar = 0.31; break; case 975: bar = 0.31; break; case 976: bar = 0.31; break; case 977: bar = 0.31; break; case 978: bar = 0.3; break; case 979: bar = 0.3; break; case 980: bar = 0.3; break; case 981: bar = 0.3; break; case 982: bar = 0.3; break; case 983: bar = 0.3; break; case 984: bar = 0.3; break; case 985: bar = 0.3; break; case 986: bar = 0.3; break; case 987: bar = 0.29; break; case 988: bar = 0.29; break; case 989: bar = 0.29; break; case 990: bar = 0.29; break; case 991: bar = 0.29; break; case 992: bar = 0.29; break; case 993: bar = 0.29; break; case 994: bar = 0.29; break; case 995: bar = 0.29; break; case 996: bar = 0.28; break; case 997: bar = 0.28; break; case 998: bar = 0.28; break; case 999: bar = 0.28; break; case 1000: bar = 0.28; break; case 1001: bar = 0.28; break; case 1002: bar = 0.28; break; case 1003: bar = 0.28; break; case 1004: bar = 0.28; break; case 1005: bar = 0.27; break; case 1006: bar = 0.27; break; case 1007: bar = 0.27; break; case 1008: bar = 0.27; break; case 1009: bar = 0.27; break; case 1010: bar = 0.27; break; case 1011: bar = 0.27; break; case 1012: bar = 0.27; break; case 1013: bar = 0.27; break; case 1014: bar = 0.26; break; case 1015: bar = 0.26; break; case 1016: bar = 0.26; break; case 1017: bar = 0.26; break; case 1018: bar = 0.26; break; case 1019: bar = 0.26; break; case 1020: bar = 0.26; break; case 1021: bar = 0.26; break; case 1022: bar = 0.26; break; case 1023: bar = 0.26; break; case 1024: bar = 0.25; break;
case 114: bar = 6.68; break; | case 114: bar = 6.68; break; case 115: bar = 6.63; break; case 116: bar = 6.57; break; case 117: bar = 6.52; break; case 118: bar = 6.47; break; case 119: bar = 6.42; break; case 120: bar = 6.37; break; case 121: bar = 6.32; break; case 122: bar = 6.27; break; case 123: bar = 6.23; break; case 124: bar = 6.18; break; case 125: bar = 6.13; break; case 126: bar = 6.09; break; case 127: bar = 6.04; break; case 128: bar = 6; break; case 129: bar = 5.95; break; case 130: bar = 5.91; break; case 131: bar = 5.87; break; case 132: bar = 5.83; break; case 133: bar = 5.79; break; case 134: bar = 5.75; break; case 135: bar = 5.71; break; case 136: bar = 5.67; break; case 137: bar = 5.63; break; case 138: bar = 5.59; break; case 139: bar = 5.55; break; case 140: bar = 5.51; break; case 141: bar = 5.47; break; case 142: bar = 5.44; break; case 143: bar = 5.4; break; case 144: bar = 5.37; break; case 145: bar = 5.33; break; case 146: bar = 5.3; break; case 147: bar = 5.26; break; case 148: bar = 5.23; break; case 149: bar = 5.19; break; case 150: bar = 5.16; break; case 151: bar = 5.13; break; case 152: bar = 5.09; break; case 153: bar = 5.06; break; case 154: bar = 5.03; break; case 155: bar = 5; break; case 156: bar = 4.97; break; case 157: bar = 4.94; break; case 158: bar = 4.91; break; case 159: bar = 4.88; break; case 160: bar = 4.85; break; case 161: bar = 4.82; break; case 162: bar = 4.79; break; case 163: bar = 4.76; break; case 164: bar = 4.73; break; case 165: bar = 4.7; break; case 166: bar = 4.68; break; case 167: bar = 4.65; break; case 168: bar = 4.62; break; case 169: bar = 4.59; break; case 170: bar = 4.57; break; case 171: bar = 4.54; break; case 172: bar = 4.52; break; case 173: bar = 4.49; break; case 174: bar = 4.46; break; case 175: bar = 4.44; break; case 176: bar = 4.41; break; case 177: bar = 4.39; break; case 178: bar = 4.36; break; case 179: bar = 4.34; break; case 180: bar = 4.32; break; case 181: bar = 4.29; break; case 182: bar = 4.27; break; case 183: bar = 4.25; break; case 184: bar = 4.22; break; case 185: bar = 4.2; break; case 186: bar = 4.18; break; case 187: bar = 4.15; break; case 188: bar = 4.13; break; case 189: bar = 4.11; break; case 190: bar = 4.09; break; case 191: bar = 4.07; break; case 192: bar = 4.05; break; case 193: bar = 4.02; break; case 194: bar = 4; break; case 195: bar = 3.98; break; case 196: bar = 3.96; break; case 197: bar = 3.94; break; case 198: bar = 3.92; break; case 199: bar = 3.9; break; case 200: bar = 3.88; break; case 201: bar = 3.86; break; case 202: bar = 3.84; break; case 203: bar = 3.82; break; case 204: bar = 3.8; break; case 205: bar = 3.78; break; case 206: bar = 3.77; break; case 207: bar = 3.75; break; case 208: bar = 3.73; break; case 209: bar = 3.71; break; case 210: bar = 3.69; break; case 211: bar = 3.67; break; case 212: bar = 3.66; break; case 213: bar = 3.64; break; case 214: bar = 3.62; break; case 215: bar = 3.6; break; case 216: bar = 3.59; break; case 217: bar = 3.57; break; case 218: bar = 3.55; break; case 219: bar = 3.53; break; case 220: bar = 3.52; break; case 221: bar = 3.5; break; case 222: bar = 3.48; break; case 223: bar = 3.47; break; case 224: bar = 3.45; break; case 225: bar = 3.44; break; case 226: bar = 3.42; break; case 227: bar = 3.4; break; case 228: bar = 3.39; break; case 229: bar = 3.37; break; case 230: bar = 3.36; break; case 231: bar = 3.34; break; case 232: bar = 3.33; break; case 233: bar = 3.31; break; case 234: bar = 3.3; break; case 235: bar = 3.28; break; case 236: bar = 3.27; break; case 237: bar = 3.25; break; case 238: bar = 3.24; break; case 239: bar = 3.22; break; case 240: bar = 3.21; break; case 241: bar = 3.19; break; case 242: bar = 3.18; break; case 243: bar = 3.17; break; case 244: bar = 3.15; break; case 245: bar = 3.14; break; case 246: bar = 3.12; break; case 247: bar = 3.11; break; case 248: bar = 3.1; break; case 249: bar = 3.08; break; case 250: bar = 3.07; break; case 251: bar = 3.06; break; case 252: bar = 3.04; break; case 253: bar = 3.03; break; case 254: bar = 3.02; break; case 255: bar = 3.01; break; case 256: bar = 2.99; break; case 257: bar = 2.98; break; case 258: bar = 2.97; break; case 259: bar = 2.96; break; case 260: bar = 2.94; break; case 261: bar = 2.93; break; case 262: bar = 2.92; break; case 263: bar = 2.91; break; case 264: bar = 2.89; break; case 265: bar = 2.88; break; case 266: bar = 2.87; break; case 267: bar = 2.86; break; case 268: bar = 2.85; break; case 269: bar = 2.83; break; case 270: bar = 2.82; break; case 271: bar = 2.81; break; case 272: bar = 2.8; break; case 273: bar = 2.79; break; case 274: bar = 2.78; break; case 275: bar = 2.77; break; case 276: bar = 2.76; break; case 277: bar = 2.74; break; case 278: bar = 2.73; break; case 279: bar = 2.72; break; case 280: bar = 2.71; break; case 281: bar = 2.7; break; case 282: bar = 2.69; break; case 283: bar = 2.68; break; case 284: bar = 2.67; break; case 285: bar = 2.66; break; case 286: bar = 2.65; break; case 287: bar = 2.64; break; case 288: bar = 2.63; break; case 289: bar = 2.62; break; case 290: bar = 2.61; break; case 291: bar = 2.6; break; case 292: bar = 2.59; break; case 293: bar = 2.58; break; case 294: bar = 2.57; break; case 295: bar = 2.56; break; case 296: bar = 2.55; break; case 297: bar = 2.54; break; case 298: bar = 2.53; break; case 299: bar = 2.52; break; case 300: bar = 2.51; break; case 301: bar = 2.5; break; case 302: bar = 2.49; break; case 303: bar = 2.48; break; case 304: bar = 2.47; break; case 305: bar = 2.46; break; case 306: bar = 2.45; break; case 307: bar = 2.44; break; case 308: bar = 2.43; break; case 309: bar = 2.42; break; case 310: bar = 2.41; break; case 311: bar = 2.41; break; case 312: bar = 2.4; break; case 313: bar = 2.39; break; case 314: bar = 2.38; break; case 315: bar = 2.37; break; case 316: bar = 2.36; break; case 317: bar = 2.35; break; case 318: bar = 2.34; break; case 319: bar = 2.34; break; case 320: bar = 2.33; break; case 321: bar = 2.32; break; case 322: bar = 2.31; break; case 323: bar = 2.3; break; case 324: bar = 2.29; break; case 325: bar = 2.28; break; case 326: bar = 2.28; break; case 327: bar = 2.27; break; case 328: bar = 2.26; break; case 329: bar = 2.25; break; case 330: bar = 2.24; break; case 331: bar = 2.24; break; case 332: bar = 2.23; break; case 333: bar = 2.22; break; case 334: bar = 2.21; break; case 335: bar = 2.2; break; case 336: bar = 2.2; break; case 337: bar = 2.19; break; case 338: bar = 2.18; break; case 339: bar = 2.17; break; case 340: bar = 2.17; break; case 341: bar = 2.16; break; case 342: bar = 2.15; break; case 343: bar = 2.14; break; case 344: bar = 2.13; break; case 345: bar = 2.13; break; case 346: bar = 2.12; break; case 347: bar = 2.11; break; case 348: bar = 2.11; break; case 349: bar = 2.1; break; case 350: bar = 2.09; break; case 351: bar = 2.08; break; case 352: bar = 2.08; break; case 353: bar = 2.07; break; case 354: bar = 2.06; break; case 355: bar = 2.05; break; case 356: bar = 2.05; break; case 357: bar = 2.04; break; case 358: bar = 2.03; break; case 359: bar = 2.03; break; case 360: bar = 2.02; break; case 361: bar = 2.01; break; case 362: bar = 2.01; break; case 363: bar = 2; break; case 364: bar = 1.99; break; case 365: bar = 1.99; break; case 366: bar = 1.98; break; case 367: bar = 1.97; break; case 368: bar = 1.97; break; case 369: bar = 1.96; break; case 370: bar = 1.95; break; case 371: bar = 1.95; break; case 372: bar = 1.94; break; case 373: bar = 1.93; break; case 374: bar = 1.93; break; case 375: bar = 1.92; break; case 376: bar = 1.91; break; case 377: bar = 1.91; break; case 378: bar = 1.9; break; case 379: bar = 1.89; break; case 380: bar = 1.89; break; case 381: bar = 1.88; break; case 382: bar = 1.88; break; case 383: bar = 1.87; break; case 384: bar = 1.86; break; case 385: bar = 1.86; break; case 386: bar = 1.85; break; case 387: bar = 1.85; break; case 388: bar = 1.84; break; case 389: bar = 1.83; break; case 390: bar = 1.83; break; case 391: bar = 1.82; break; case 392: bar = 1.82; break; case 393: bar = 1.81; break; case 394: bar = 1.8; break; case 395: bar = 1.8; break; case 396: bar = 1.79; break; case 397: bar = 1.79; break; case 398: bar = 1.78; break; case 399: bar = 1.77; break; case 400: bar = 1.77; break; case 401: bar = 1.76; break; case 402: bar = 1.76; break; case 403: bar = 1.75; break; case 404: bar = 1.75; break; case 405: bar = 1.74; break; case 406: bar = 1.73; break; case 407: bar = 1.73; break; case 408: bar = 1.72; break; case 409: bar = 1.72; break; case 410: bar = 1.71; break; case 411: bar = 1.71; break; case 412: bar = 1.7; break; case 413: bar = 1.7; break; case 414: bar = 1.69; break; case 415: bar = 1.69; break; case 416: bar = 1.68; break; case 417: bar = 1.67; break; case 418: bar = 1.67; break; case 419: bar = 1.66; break; case 420: bar = 1.66; break; case 421: bar = 1.65; break; case 422: bar = 1.65; break; case 423: bar = 1.64; break; case 424: bar = 1.64; break; case 425: bar = 1.63; break; case 426: bar = 1.63; break; case 427: bar = 1.62; break; case 428: bar = 1.62; break; case 429: bar = 1.61; break; case 430: bar = 1.61; break; case 431: bar = 1.6; break; case 432: bar = 1.6; break; case 433: bar = 1.59; break; case 434: bar = 1.59; break; case 435: bar = 1.58; break; case 436: bar = 1.58; break; case 437: bar = 1.57; break; case 438: bar = 1.57; break; case 439: bar = 1.56; break; case 440: bar = 1.56; break; case 441: bar = 1.55; break; case 442: bar = 1.55; break; case 443: bar = 1.54; break; case 444: bar = 1.54; break; case 445: bar = 1.53; break; case 446: bar = 1.53; break; case 447: bar = 1.53; break; case 448: bar = 1.52; break; case 449: bar = 1.52; break; case 450: bar = 1.51; break; case 451: bar = 1.51; break; case 452: bar = 1.5; break; case 453: bar = 1.5; break; case 454: bar = 1.49; break; case 455: bar = 1.49; break; case 456: bar = 1.48; break; case 457: bar = 1.48; break; case 458: bar = 1.47; break; case 459: bar = 1.47; break; case 460: bar = 1.47; break; case 461: bar = 1.46; break; case 462: bar = 1.46; break; case 463: bar = 1.45; break; case 464: bar = 1.45; break; case 465: bar = 1.44; break; case 466: bar = 1.44; break; case 467: bar = 1.44; break; case 468: bar = 1.43; break; case 469: bar = 1.43; break; case 470: bar = 1.42; break; case 471: bar = 1.42; break; case 472: bar = 1.41; break; case 473: bar = 1.41; break; case 474: bar = 1.41; break; case 475: bar = 1.4; break; case 476: bar = 1.4; break; case 477: bar = 1.39; break; case 478: bar = 1.39; break; case 479: bar = 1.38; break; case 480: bar = 1.38; break; case 481: bar = 1.38; break; case 482: bar = 1.37; break; case 483: bar = 1.37; break; case 484: bar = 1.36; break; case 485: bar = 1.36; break; case 486: bar = 1.36; break; case 487: bar = 1.35; break; case 488: bar = 1.35; break; case 489: bar = 1.34; break; case 490: bar = 1.34; break; case 491: bar = 1.34; break; case 492: bar = 1.33; break; case 493: bar = 1.33; break; case 494: bar = 1.32; break; case 495: bar = 1.32; break; case 496: bar = 1.32; break; case 497: bar = 1.31; break; case 498: bar = 1.31; break; case 499: bar = 1.3; break; case 500: bar = 1.3; break; case 501: bar = 1.3; break; case 502: bar = 1.29; break; case 503: bar = 1.29; break; case 504: bar = 1.29; break; case 505: bar = 1.28; break; case 506: bar = 1.28; break; case 507: bar = 1.27; break; case 508: bar = 1.27; break; case 509: bar = 1.27; break; case 510: bar = 1.26; break; case 511: bar = 1.26; break; case 512: bar = 1.26; break; case 513: bar = 1.25; break; case 514: bar = 1.25; break; case 515: bar = 1.24; break; case 516: bar = 1.24; break; case 517: bar = 1.24; break; case 518: bar = 1.23; break; case 519: bar = 1.23; break; case 520: bar = 1.23; break; case 521: bar = 1.22; break; case 522: bar = 1.22; break; case 523: bar = 1.22; break; case 524: bar = 1.21; break; case 525: bar = 1.21; break; case 526: bar = 1.21; break; case 527: bar = 1.2; break; case 528: bar = 1.2; break; case 529: bar = 1.2; break; case 530: bar = 1.19; break; case 531: bar = 1.19; break; case 532: bar = 1.18; break; case 533: bar = 1.18; break; case 534: bar = 1.18; break; case 535: bar = 1.17; break; case 536: bar = 1.17; break; case 537: bar = 1.17; break; case 538: bar = 1.16; break; case 539: bar = 1.16; break; case 540: bar = 1.16; break; case 541: bar = 1.15; break; case 542: bar = 1.15; break; case 543: bar = 1.15; break; case 544: bar = 1.14; break; case 545: bar = 1.14; break; case 546: bar = 1.14; break; case 547: bar = 1.13; break; case 548: bar = 1.13; break; case 549: bar = 1.13; break; case 550: bar = 1.12; break; case 551: bar = 1.12; break; case 552: bar = 1.12; break; case 553: bar = 1.12; break; case 554: bar = 1.11; break; case 555: bar = 1.11; break; case 556: bar = 1.11; break; case 557: bar = 1.1; break; case 558: bar = 1.1; break; case 559: bar = 1.1; break; case 560: bar = 1.09; break; case 561: bar = 1.09; break; case 562: bar = 1.09; break; case 563: bar = 1.08; break; case 564: bar = 1.08; break; case 565: bar = 1.08; break; case 566: bar = 1.07; break; case 567: bar = 1.07; break; case 568: bar = 1.07; break; case 569: bar = 1.07; break; case 570: bar = 1.06; break; case 571: bar = 1.06; break; case 572: bar = 1.06; break; case 573: bar = 1.05; break; case 574: bar = 1.05; break; case 575: bar = 1.05; break; case 576: bar = 1.04; break; case 577: bar = 1.04; break; case 578: bar = 1.04; break; case 579: bar = 1.04; break; case 580: bar = 1.03; break; case 581: bar = 1.03; break; case 582: bar = 1.03; break; case 583: bar = 1.02; break; case 584: bar = 1.02; break; case 585: bar = 1.02; break; case 586: bar = 1.02; break; case 587: bar = 1.01; break; case 588: bar = 1.01; break; case 589: bar = 1.01; break; case 590: bar = 1; break; case 591: bar = 1; break; case 592: bar = 1; break; case 593: bar = 1; break; case 594: bar = 0.99; break; case 595: bar = 0.99; break; case 596: bar = 0.99; break; case 597: bar = 0.98; break; case 598: bar = 0.98; break; case 599: bar = 0.98; break; case 600: bar = 0.98; break; case 601: bar = 0.97; break; case 602: bar = 0.97; break; case 603: bar = 0.97; break; case 604: bar = 0.96; break; case 605: bar = 0.96; break; case 606: bar = 0.96; break; case 607: bar = 0.96; break; case 608: bar = 0.95; break; case 609: bar = 0.95; break; case 610: bar = 0.95; break; case 611: bar = 0.95; break; case 612: bar = 0.94; break; case 613: bar = 0.94; break; case 614: bar = 0.94; break; case 615: bar = 0.94; break; case 616: bar = 0.93; break; case 617: bar = 0.93; break; case 618: bar = 0.93; break; case 619: bar = 0.92; break; case 620: bar = 0.92; break; case 621: bar = 0.92; break; case 622: bar = 0.92; break; case 623: bar = 0.91; break; case 624: bar = 0.91; break; case 625: bar = 0.91; break; case 626: bar = 0.91; break; case 627: bar = 0.9; break; case 628: bar = 0.9; break; case 629: bar = 0.9; break; case 630: bar = 0.9; break; case 631: bar = 0.89; break; case 632: bar = 0.89; break; case 633: bar = 0.89; break; case 634: bar = 0.89; break; case 635: bar = 0.88; break; case 636: bar = 0.88; break; case 637: bar = 0.88; break; case 638: bar = 0.88; break; case 639: bar = 0.87; break; case 640: bar = 0.87; break; case 641: bar = 0.87; break; case 642: bar = 0.87; break; case 643: bar = 0.86; break; case 644: bar = 0.86; break; case 645: bar = 0.86; break; case 646: bar = 0.86; break; case 647: bar = 0.85; break; case 648: bar = 0.85; break; case 649: bar = 0.85; break; case 650: bar = 0.85; break; case 651: bar = 0.84; break; case 652: bar = 0.84; break; case 653: bar = 0.84; break; case 654: bar = 0.84; break; case 655: bar = 0.84; break; case 656: bar = 0.83; break; case 657: bar = 0.83; break; case 658: bar = 0.83; break; case 659: bar = 0.83; break; case 660: bar = 0.82; break; case 661: bar = 0.82; break; case 662: bar = 0.82; break; case 663: bar = 0.82; break; case 664: bar = 0.81; break; case 665: bar = 0.81; break; case 666: bar = 0.81; break; case 667: bar = 0.81; break; case 668: bar = 0.81; break; case 669: bar = 0.8; break; case 670: bar = 0.8; break; case 671: bar = 0.8; break; case 672: bar = 0.8; break; case 673: bar = 0.79; break; case 674: bar = 0.79; break; case 675: bar = 0.79; break; case 676: bar = 0.79; break; case 677: bar = 0.78; break; case 678: bar = 0.78; break; case 679: bar = 0.78; break; case 680: bar = 0.78; break; case 681: bar = 0.78; break; case 682: bar = 0.77; break; case 683: bar = 0.77; break; case 684: bar = 0.77; break; case 685: bar = 0.77; break; case 686: bar = 0.77; break; case 687: bar = 0.76; break; case 688: bar = 0.76; break; case 689: bar = 0.76; break; case 690: bar = 0.76; break; case 691: bar = 0.75; break; case 692: bar = 0.75; break; case 693: bar = 0.75; break; case 694: bar = 0.75; break; case 695: bar = 0.75; break; case 696: bar = 0.74; break; case 697: bar = 0.74; break; case 698: bar = 0.74; break; case 699: bar = 0.74; break; case 700: bar = 0.74; break; case 701: bar = 0.73; break; case 702: bar = 0.73; break; case 703: bar = 0.73; break; case 704: bar = 0.73; break; case 705: bar = 0.72; break; case 706: bar = 0.72; break; case 707: bar = 0.72; break; case 708: bar = 0.72; break; case 709: bar = 0.72; break; case 710: bar = 0.71; break; case 711: bar = 0.71; break; case 712: bar = 0.71; break; case 713: bar = 0.71; break; case 714: bar = 0.71; break; case 715: bar = 0.7; break; case 716: bar = 0.7; break; case 717: bar = 0.7; break; case 718: bar = 0.7; break; case 719: bar = 0.7; break; case 720: bar = 0.69; break; case 721: bar = 0.69; break; case 722: bar = 0.69; break; case 723: bar = 0.69; break; case 724: bar = 0.69; break; case 725: bar = 0.68; break; case 726: bar = 0.68; break; case 727: bar = 0.68; break; case 728: bar = 0.68; break; case 729: bar = 0.68; break; case 730: bar = 0.67; break; case 731: bar = 0.67; break; case 732: bar = 0.67; break; case 733: bar = 0.67; break; case 734: bar = 0.67; break; case 735: bar = 0.67; break; case 736: bar = 0.66; break; case 737: bar = 0.66; break; case 738: bar = 0.66; break; case 739: bar = 0.66; break; case 740: bar = 0.66; break; case 741: bar = 0.65; break; case 742: bar = 0.65; break; case 743: bar = 0.65; break; case 744: bar = 0.65; break; case 745: bar = 0.65; break; case 746: bar = 0.64; break; case 747: bar = 0.64; break; case 748: bar = 0.64; break; case 749: bar = 0.64; break; case 750: bar = 0.64; break; case 751: bar = 0.64; break; case 752: bar = 0.63; break; case 753: bar = 0.63; break; case 754: bar = 0.63; break; case 755: bar = 0.63; break; case 756: bar = 0.63; break; case 757: bar = 0.62; break; case 758: bar = 0.62; break; case 759: bar = 0.62; break; case 760: bar = 0.62; break; case 761: bar = 0.62; break; case 762: bar = 0.61; break; case 763: bar = 0.61; break; case 764: bar = 0.61; break; case 765: bar = 0.61; break; case 766: bar = 0.61; break; case 767: bar = 0.61; break; case 768: bar = 0.6; break; case 769: bar = 0.6; break; case 770: bar = 0.6; break; case 771: bar = 0.6; break; case 772: bar = 0.6; break; case 773: bar = 0.6; break; case 774: bar = 0.59; break; case 775: bar = 0.59; break; case 776: bar = 0.59; break; case 777: bar = 0.59; break; case 778: bar = 0.59; break; case 779: bar = 0.59; break; case 780: bar = 0.58; break; case 781: bar = 0.58; break; case 782: bar = 0.58; break; case 783: bar = 0.58; break; case 784: bar = 0.58; break; case 785: bar = 0.57; break; case 786: bar = 0.57; break; case 787: bar = 0.57; break; case 788: bar = 0.57; break; case 789: bar = 0.57; break; case 790: bar = 0.57; break; case 791: bar = 0.56; break; case 792: bar = 0.56; break; case 793: bar = 0.56; break; case 794: bar = 0.56; break; case 795: bar = 0.56; break; case 796: bar = 0.56; break; case 797: bar = 0.55; break; case 798: bar = 0.55; break; case 799: bar = 0.55; break; case 800: bar = 0.55; break; case 801: bar = 0.55; break; case 802: bar = 0.55; break; case 803: bar = 0.54; break; case 804: bar = 0.54; break; case 805: bar = 0.54; break; case 806: bar = 0.54; break; case 807: bar = 0.54; break; case 808: bar = 0.54; break; case 809: bar = 0.53; break; case 810: bar = 0.53; break; case 811: bar = 0.53; break; case 812: bar = 0.53; break; case 813: bar = 0.53; break; case 814: bar = 0.53; break; case 815: bar = 0.53; break; case 816: bar = 0.52; break; case 817: bar = 0.52; break; case 818: bar = 0.52; break; case 819: bar = 0.52; break; case 820: bar = 0.52; break; case 821: bar = 0.52; break; case 822: bar = 0.51; break; case 823: bar = 0.51; break; case 824: bar = 0.51; break; case 825: bar = 0.51; break; case 826: bar = 0.51; break; case 827: bar = 0.51; break; case 828: bar = 0.5; break; case 829: bar = 0.5; break; case 830: bar = 0.5; break; case 831: bar = 0.5; break; case 832: bar = 0.5; break; case 833: bar = 0.5; break; case 834: bar = 0.5; break; case 835: bar = 0.49; break; case 836: bar = 0.49; break; case 837: bar = 0.49; break; case 838: bar = 0.49; break; case 839: bar = 0.49; break; case 840: bar = 0.49; break; case 841: bar = 0.48; break; case 842: bar = 0.48; break; case 843: bar = 0.48; break; case 844: bar = 0.48; break; case 845: bar = 0.48; break; case 846: bar = 0.48; break; case 847: bar = 0.48; break; case 848: bar = 0.47; break; case 849: bar = 0.47; break; case 850: bar = 0.47; break; case 851: bar = 0.47; break; case 852: bar = 0.47; break; case 853: bar = 0.47; break; case 854: bar = 0.47; break; case 855: bar = 0.46; break; case 856: bar = 0.46; break; case 857: bar = 0.46; break; case 858: bar = 0.46; break; case 859: bar = 0.46; break; case 860: bar = 0.46; break; case 861: bar = 0.46; break; case 862: bar = 0.45; break; case 863: bar = 0.45; break; case 864: bar = 0.45; break; case 865: bar = 0.45; break; case 866: bar = 0.45; break; case 867: bar = 0.45; break; case 868: bar = 0.45; break; case 869: bar = 0.44; break; case 870: bar = 0.44; break; case 871: bar = 0.44; break; case 872: bar = 0.44; break; case 873: bar = 0.44; break; case 874: bar = 0.44; break; case 875: bar = 0.44; break; case 876: bar = 0.43; break; case 877: bar = 0.43; break; case 878: bar = 0.43; break; case 879: bar = 0.43; break; case 880: bar = 0.43; break; case 881: bar = 0.43; break; case 882: bar = 0.43; break; case 883: bar = 0.42; break; case 884: bar = 0.42; break; case 885: bar = 0.42; break; case 886: bar = 0.42; break; case 887: bar = 0.42; break; case 888: bar = 0.42; break; case 889: bar = 0.42; break; case 890: bar = 0.41; break; case 891: bar = 0.41; break; case 892: bar = 0.41; break; case 893: bar = 0.41; break; case 894: bar = 0.41; break; case 895: bar = 0.41; break; case 896: bar = 0.41; break; case 897: bar = 0.41; break; case 898: bar = 0.4; break; case 899: bar = 0.4; break; case 900: bar = 0.4; break; case 901: bar = 0.4; break; case 902: bar = 0.4; break; case 903: bar = 0.4; break; case 904: bar = 0.4; break; case 905: bar = 0.39; break; case 906: bar = 0.39; break; case 907: bar = 0.39; break; case 908: bar = 0.39; break; case 909: bar = 0.39; break; case 910: bar = 0.39; break; case 911: bar = 0.39; break; case 912: bar = 0.39; break; case 913: bar = 0.38; break; case 914: bar = 0.38; break; case 915: bar = 0.38; break; case 916: bar = 0.38; break; case 917: bar = 0.38; break; case 918: bar = 0.38; break; case 919: bar = 0.38; break; case 920: bar = 0.38; break; case 921: bar = 0.37; break; case 922: bar = 0.37; break; case 923: bar = 0.37; break; case 924: bar = 0.37; break; case 925: bar = 0.37; break; case 926: bar = 0.37; break; case 927: bar = 0.37; break; case 928: bar = 0.37; break; case 929: bar = 0.36; break; case 930: bar = 0.36; break; case 931: bar = 0.36; break; case 932: bar = 0.36; break; case 933: bar = 0.36; break; case 934: bar = 0.36; break; case 935: bar = 0.36; break; case 936: bar = 0.36; break; case 937: bar = 0.35; break; case 938: bar = 0.35; break; case 939: bar = 0.35; break; case 940: bar = 0.35; break; case 941: bar = 0.35; break; case 942: bar = 0.35; break; case 943: bar = 0.35; break; case 944: bar = 0.35; break; case 945: bar = 0.34; break; case 946: bar = 0.34; break; case 947: bar = 0.34; break; case 948: bar = 0.34; break; case 949: bar = 0.34; break; case 950: bar = 0.34; break; case 951: bar = 0.34; break; case 952: bar = 0.34; break; case 953: bar = 0.33; break; case 954: bar = 0.33; break; case 955: bar = 0.33; break; case 956: bar = 0.33; break; case 957: bar = 0.33; break; case 958: bar = 0.33; break; case 959: bar = 0.33; break; case 960: bar = 0.33; break; case 961: bar = 0.32; break; case 962: bar = 0.32; break; case 963: bar = 0.32; break; case 964: bar = 0.32; break; case 965: bar = 0.32; break; case 966: bar = 0.32; break; case 967: bar = 0.32; break; case 968: bar = 0.32; break; case 969: bar = 0.32; break; case 970: bar = 0.31; break; case 971: bar = 0.31; break; case 972: bar = 0.31; break; case 973: bar = 0.31; break; case 974: bar = 0.31; break; case 975: bar = 0.31; break; case 976: bar = 0.31; break; case 977: bar = 0.31; break; case 978: bar = 0.3; break; case 979: bar = 0.3; break; case 980: bar = 0.3; break; case 981: bar = 0.3; break; case 982: bar = 0.3; break; case 983: bar = 0.3; break; case 984: bar = 0.3; break; case 985: bar = 0.3; break; case 986: bar = 0.3; break; case 987: bar = 0.29; break; case 988: bar = 0.29; break; case 989: bar = 0.29; break; case 990: bar = 0.29; break; case 991: bar = 0.29; break; case 992: bar = 0.29; break; case 993: bar = 0.29; break; case 994: bar = 0.29; break; case 995: bar = 0.29; break; case 996: bar = 0.28; break; case 997: bar = 0.28; break; case 998: bar = 0.28; break; case 999: bar = 0.28; break; case 1000: bar = 0.28; break; case 1001: bar = 0.28; break; case 1002: bar = 0.28; break; case 1003: bar = 0.28; break; case 1004: bar = 0.28; break; case 1005: bar = 0.27; break; case 1006: bar = 0.27; break; case 1007: bar = 0.27; break; case 1008: bar = 0.27; break; case 1009: bar = 0.27; break; case 1010: bar = 0.27; break; case 1011: bar = 0.27; break; case 1012: bar = 0.27; break; case 1013: bar = 0.27; break; case 1014: bar = 0.26; break; case 1015: bar = 0.26; break; case 1016: bar = 0.26; break; case 1017: bar = 0.26; break; case 1018: bar = 0.26; break; case 1019: bar = 0.26; break; case 1020: bar = 0.26; break; case 1021: bar = 0.26; break; case 1022: bar = 0.26; break; case 1023: bar = 0.26; break; case 1024: bar = 0.25; break;
case 115: bar = 6.63; break; | case 115: bar = 6.63; break; case 116: bar = 6.57; break; case 117: bar = 6.52; break; case 118: bar = 6.47; break; case 119: bar = 6.42; break; case 120: bar = 6.37; break; case 121: bar = 6.32; break; case 122: bar = 6.27; break; case 123: bar = 6.23; break; case 124: bar = 6.18; break; case 125: bar = 6.13; break; case 126: bar = 6.09; break; case 127: bar = 6.04; break; case 128: bar = 6; break; case 129: bar = 5.95; break; case 130: bar = 5.91; break; case 131: bar = 5.87; break; case 132: bar = 5.83; break; case 133: bar = 5.79; break; case 134: bar = 5.75; break; case 135: bar = 5.71; break; case 136: bar = 5.67; break; case 137: bar = 5.63; break; case 138: bar = 5.59; break; case 139: bar = 5.55; break; case 140: bar = 5.51; break; case 141: bar = 5.47; break; case 142: bar = 5.44; break; case 143: bar = 5.4; break; case 144: bar = 5.37; break; case 145: bar = 5.33; break; case 146: bar = 5.3; break; case 147: bar = 5.26; break; case 148: bar = 5.23; break; case 149: bar = 5.19; break; case 150: bar = 5.16; break; case 151: bar = 5.13; break; case 152: bar = 5.09; break; case 153: bar = 5.06; break; case 154: bar = 5.03; break; case 155: bar = 5; break; case 156: bar = 4.97; break; case 157: bar = 4.94; break; case 158: bar = 4.91; break; case 159: bar = 4.88; break; case 160: bar = 4.85; break; case 161: bar = 4.82; break; case 162: bar = 4.79; break; case 163: bar = 4.76; break; case 164: bar = 4.73; break; case 165: bar = 4.7; break; case 166: bar = 4.68; break; case 167: bar = 4.65; break; case 168: bar = 4.62; break; case 169: bar = 4.59; break; case 170: bar = 4.57; break; case 171: bar = 4.54; break; case 172: bar = 4.52; break; case 173: bar = 4.49; break; case 174: bar = 4.46; break; case 175: bar = 4.44; break; case 176: bar = 4.41; break; case 177: bar = 4.39; break; case 178: bar = 4.36; break; case 179: bar = 4.34; break; case 180: bar = 4.32; break; case 181: bar = 4.29; break; case 182: bar = 4.27; break; case 183: bar = 4.25; break; case 184: bar = 4.22; break; case 185: bar = 4.2; break; case 186: bar = 4.18; break; case 187: bar = 4.15; break; case 188: bar = 4.13; break; case 189: bar = 4.11; break; case 190: bar = 4.09; break; case 191: bar = 4.07; break; case 192: bar = 4.05; break; case 193: bar = 4.02; break; case 194: bar = 4; break; case 195: bar = 3.98; break; case 196: bar = 3.96; break; case 197: bar = 3.94; break; case 198: bar = 3.92; break; case 199: bar = 3.9; break; case 200: bar = 3.88; break; case 201: bar = 3.86; break; case 202: bar = 3.84; break; case 203: bar = 3.82; break; case 204: bar = 3.8; break; case 205: bar = 3.78; break; case 206: bar = 3.77; break; case 207: bar = 3.75; break; case 208: bar = 3.73; break; case 209: bar = 3.71; break; case 210: bar = 3.69; break; case 211: bar = 3.67; break; case 212: bar = 3.66; break; case 213: bar = 3.64; break; case 214: bar = 3.62; break; case 215: bar = 3.6; break; case 216: bar = 3.59; break; case 217: bar = 3.57; break; case 218: bar = 3.55; break; case 219: bar = 3.53; break; case 220: bar = 3.52; break; case 221: bar = 3.5; break; case 222: bar = 3.48; break; case 223: bar = 3.47; break; case 224: bar = 3.45; break; case 225: bar = 3.44; break; case 226: bar = 3.42; break; case 227: bar = 3.4; break; case 228: bar = 3.39; break; case 229: bar = 3.37; break; case 230: bar = 3.36; break; case 231: bar = 3.34; break; case 232: bar = 3.33; break; case 233: bar = 3.31; break; case 234: bar = 3.3; break; case 235: bar = 3.28; break; case 236: bar = 3.27; break; case 237: bar = 3.25; break; case 238: bar = 3.24; break; case 239: bar = 3.22; break; case 240: bar = 3.21; break; case 241: bar = 3.19; break; case 242: bar = 3.18; break; case 243: bar = 3.17; break; case 244: bar = 3.15; break; case 245: bar = 3.14; break; case 246: bar = 3.12; break; case 247: bar = 3.11; break; case 248: bar = 3.1; break; case 249: bar = 3.08; break; case 250: bar = 3.07; break; case 251: bar = 3.06; break; case 252: bar = 3.04; break; case 253: bar = 3.03; break; case 254: bar = 3.02; break; case 255: bar = 3.01; break; case 256: bar = 2.99; break; case 257: bar = 2.98; break; case 258: bar = 2.97; break; case 259: bar = 2.96; break; case 260: bar = 2.94; break; case 261: bar = 2.93; break; case 262: bar = 2.92; break; case 263: bar = 2.91; break; case 264: bar = 2.89; break; case 265: bar = 2.88; break; case 266: bar = 2.87; break; case 267: bar = 2.86; break; case 268: bar = 2.85; break; case 269: bar = 2.83; break; case 270: bar = 2.82; break; case 271: bar = 2.81; break; case 272: bar = 2.8; break; case 273: bar = 2.79; break; case 274: bar = 2.78; break; case 275: bar = 2.77; break; case 276: bar = 2.76; break; case 277: bar = 2.74; break; case 278: bar = 2.73; break; case 279: bar = 2.72; break; case 280: bar = 2.71; break; case 281: bar = 2.7; break; case 282: bar = 2.69; break; case 283: bar = 2.68; break; case 284: bar = 2.67; break; case 285: bar = 2.66; break; case 286: bar = 2.65; break; case 287: bar = 2.64; break; case 288: bar = 2.63; break; case 289: bar = 2.62; break; case 290: bar = 2.61; break; case 291: bar = 2.6; break; case 292: bar = 2.59; break; case 293: bar = 2.58; break; case 294: bar = 2.57; break; case 295: bar = 2.56; break; case 296: bar = 2.55; break; case 297: bar = 2.54; break; case 298: bar = 2.53; break; case 299: bar = 2.52; break; case 300: bar = 2.51; break; case 301: bar = 2.5; break; case 302: bar = 2.49; break; case 303: bar = 2.48; break; case 304: bar = 2.47; break; case 305: bar = 2.46; break; case 306: bar = 2.45; break; case 307: bar = 2.44; break; case 308: bar = 2.43; break; case 309: bar = 2.42; break; case 310: bar = 2.41; break; case 311: bar = 2.41; break; case 312: bar = 2.4; break; case 313: bar = 2.39; break; case 314: bar = 2.38; break; case 315: bar = 2.37; break; case 316: bar = 2.36; break; case 317: bar = 2.35; break; case 318: bar = 2.34; break; case 319: bar = 2.34; break; case 320: bar = 2.33; break; case 321: bar = 2.32; break; case 322: bar = 2.31; break; case 323: bar = 2.3; break; case 324: bar = 2.29; break; case 325: bar = 2.28; break; case 326: bar = 2.28; break; case 327: bar = 2.27; break; case 328: bar = 2.26; break; case 329: bar = 2.25; break; case 330: bar = 2.24; break; case 331: bar = 2.24; break; case 332: bar = 2.23; break; case 333: bar = 2.22; break; case 334: bar = 2.21; break; case 335: bar = 2.2; break; case 336: bar = 2.2; break; case 337: bar = 2.19; break; case 338: bar = 2.18; break; case 339: bar = 2.17; break; case 340: bar = 2.17; break; case 341: bar = 2.16; break; case 342: bar = 2.15; break; case 343: bar = 2.14; break; case 344: bar = 2.13; break; case 345: bar = 2.13; break; case 346: bar = 2.12; break; case 347: bar = 2.11; break; case 348: bar = 2.11; break; case 349: bar = 2.1; break; case 350: bar = 2.09; break; case 351: bar = 2.08; break; case 352: bar = 2.08; break; case 353: bar = 2.07; break; case 354: bar = 2.06; break; case 355: bar = 2.05; break; case 356: bar = 2.05; break; case 357: bar = 2.04; break; case 358: bar = 2.03; break; case 359: bar = 2.03; break; case 360: bar = 2.02; break; case 361: bar = 2.01; break; case 362: bar = 2.01; break; case 363: bar = 2; break; case 364: bar = 1.99; break; case 365: bar = 1.99; break; case 366: bar = 1.98; break; case 367: bar = 1.97; break; case 368: bar = 1.97; break; case 369: bar = 1.96; break; case 370: bar = 1.95; break; case 371: bar = 1.95; break; case 372: bar = 1.94; break; case 373: bar = 1.93; break; case 374: bar = 1.93; break; case 375: bar = 1.92; break; case 376: bar = 1.91; break; case 377: bar = 1.91; break; case 378: bar = 1.9; break; case 379: bar = 1.89; break; case 380: bar = 1.89; break; case 381: bar = 1.88; break; case 382: bar = 1.88; break; case 383: bar = 1.87; break; case 384: bar = 1.86; break; case 385: bar = 1.86; break; case 386: bar = 1.85; break; case 387: bar = 1.85; break; case 388: bar = 1.84; break; case 389: bar = 1.83; break; case 390: bar = 1.83; break; case 391: bar = 1.82; break; case 392: bar = 1.82; break; case 393: bar = 1.81; break; case 394: bar = 1.8; break; case 395: bar = 1.8; break; case 396: bar = 1.79; break; case 397: bar = 1.79; break; case 398: bar = 1.78; break; case 399: bar = 1.77; break; case 400: bar = 1.77; break; case 401: bar = 1.76; break; case 402: bar = 1.76; break; case 403: bar = 1.75; break; case 404: bar = 1.75; break; case 405: bar = 1.74; break; case 406: bar = 1.73; break; case 407: bar = 1.73; break; case 408: bar = 1.72; break; case 409: bar = 1.72; break; case 410: bar = 1.71; break; case 411: bar = 1.71; break; case 412: bar = 1.7; break; case 413: bar = 1.7; break; case 414: bar = 1.69; break; case 415: bar = 1.69; break; case 416: bar = 1.68; break; case 417: bar = 1.67; break; case 418: bar = 1.67; break; case 419: bar = 1.66; break; case 420: bar = 1.66; break; case 421: bar = 1.65; break; case 422: bar = 1.65; break; case 423: bar = 1.64; break; case 424: bar = 1.64; break; case 425: bar = 1.63; break; case 426: bar = 1.63; break; case 427: bar = 1.62; break; case 428: bar = 1.62; break; case 429: bar = 1.61; break; case 430: bar = 1.61; break; case 431: bar = 1.6; break; case 432: bar = 1.6; break; case 433: bar = 1.59; break; case 434: bar = 1.59; break; case 435: bar = 1.58; break; case 436: bar = 1.58; break; case 437: bar = 1.57; break; case 438: bar = 1.57; break; case 439: bar = 1.56; break; case 440: bar = 1.56; break; case 441: bar = 1.55; break; case 442: bar = 1.55; break; case 443: bar = 1.54; break; case 444: bar = 1.54; break; case 445: bar = 1.53; break; case 446: bar = 1.53; break; case 447: bar = 1.53; break; case 448: bar = 1.52; break; case 449: bar = 1.52; break; case 450: bar = 1.51; break; case 451: bar = 1.51; break; case 452: bar = 1.5; break; case 453: bar = 1.5; break; case 454: bar = 1.49; break; case 455: bar = 1.49; break; case 456: bar = 1.48; break; case 457: bar = 1.48; break; case 458: bar = 1.47; break; case 459: bar = 1.47; break; case 460: bar = 1.47; break; case 461: bar = 1.46; break; case 462: bar = 1.46; break; case 463: bar = 1.45; break; case 464: bar = 1.45; break; case 465: bar = 1.44; break; case 466: bar = 1.44; break; case 467: bar = 1.44; break; case 468: bar = 1.43; break; case 469: bar = 1.43; break; case 470: bar = 1.42; break; case 471: bar = 1.42; break; case 472: bar = 1.41; break; case 473: bar = 1.41; break; case 474: bar = 1.41; break; case 475: bar = 1.4; break; case 476: bar = 1.4; break; case 477: bar = 1.39; break; case 478: bar = 1.39; break; case 479: bar = 1.38; break; case 480: bar = 1.38; break; case 481: bar = 1.38; break; case 482: bar = 1.37; break; case 483: bar = 1.37; break; case 484: bar = 1.36; break; case 485: bar = 1.36; break; case 486: bar = 1.36; break; case 487: bar = 1.35; break; case 488: bar = 1.35; break; case 489: bar = 1.34; break; case 490: bar = 1.34; break; case 491: bar = 1.34; break; case 492: bar = 1.33; break; case 493: bar = 1.33; break; case 494: bar = 1.32; break; case 495: bar = 1.32; break; case 496: bar = 1.32; break; case 497: bar = 1.31; break; case 498: bar = 1.31; break; case 499: bar = 1.3; break; case 500: bar = 1.3; break; case 501: bar = 1.3; break; case 502: bar = 1.29; break; case 503: bar = 1.29; break; case 504: bar = 1.29; break; case 505: bar = 1.28; break; case 506: bar = 1.28; break; case 507: bar = 1.27; break; case 508: bar = 1.27; break; case 509: bar = 1.27; break; case 510: bar = 1.26; break; case 511: bar = 1.26; break; case 512: bar = 1.26; break; case 513: bar = 1.25; break; case 514: bar = 1.25; break; case 515: bar = 1.24; break; case 516: bar = 1.24; break; case 517: bar = 1.24; break; case 518: bar = 1.23; break; case 519: bar = 1.23; break; case 520: bar = 1.23; break; case 521: bar = 1.22; break; case 522: bar = 1.22; break; case 523: bar = 1.22; break; case 524: bar = 1.21; break; case 525: bar = 1.21; break; case 526: bar = 1.21; break; case 527: bar = 1.2; break; case 528: bar = 1.2; break; case 529: bar = 1.2; break; case 530: bar = 1.19; break; case 531: bar = 1.19; break; case 532: bar = 1.18; break; case 533: bar = 1.18; break; case 534: bar = 1.18; break; case 535: bar = 1.17; break; case 536: bar = 1.17; break; case 537: bar = 1.17; break; case 538: bar = 1.16; break; case 539: bar = 1.16; break; case 540: bar = 1.16; break; case 541: bar = 1.15; break; case 542: bar = 1.15; break; case 543: bar = 1.15; break; case 544: bar = 1.14; break; case 545: bar = 1.14; break; case 546: bar = 1.14; break; case 547: bar = 1.13; break; case 548: bar = 1.13; break; case 549: bar = 1.13; break; case 550: bar = 1.12; break; case 551: bar = 1.12; break; case 552: bar = 1.12; break; case 553: bar = 1.12; break; case 554: bar = 1.11; break; case 555: bar = 1.11; break; case 556: bar = 1.11; break; case 557: bar = 1.1; break; case 558: bar = 1.1; break; case 559: bar = 1.1; break; case 560: bar = 1.09; break; case 561: bar = 1.09; break; case 562: bar = 1.09; break; case 563: bar = 1.08; break; case 564: bar = 1.08; break; case 565: bar = 1.08; break; case 566: bar = 1.07; break; case 567: bar = 1.07; break; case 568: bar = 1.07; break; case 569: bar = 1.07; break; case 570: bar = 1.06; break; case 571: bar = 1.06; break; case 572: bar = 1.06; break; case 573: bar = 1.05; break; case 574: bar = 1.05; break; case 575: bar = 1.05; break; case 576: bar = 1.04; break; case 577: bar = 1.04; break; case 578: bar = 1.04; break; case 579: bar = 1.04; break; case 580: bar = 1.03; break; case 581: bar = 1.03; break; case 582: bar = 1.03; break; case 583: bar = 1.02; break; case 584: bar = 1.02; break; case 585: bar = 1.02; break; case 586: bar = 1.02; break; case 587: bar = 1.01; break; case 588: bar = 1.01; break; case 589: bar = 1.01; break; case 590: bar = 1; break; case 591: bar = 1; break; case 592: bar = 1; break; case 593: bar = 1; break; case 594: bar = 0.99; break; case 595: bar = 0.99; break; case 596: bar = 0.99; break; case 597: bar = 0.98; break; case 598: bar = 0.98; break; case 599: bar = 0.98; break; case 600: bar = 0.98; break; case 601: bar = 0.97; break; case 602: bar = 0.97; break; case 603: bar = 0.97; break; case 604: bar = 0.96; break; case 605: bar = 0.96; break; case 606: bar = 0.96; break; case 607: bar = 0.96; break; case 608: bar = 0.95; break; case 609: bar = 0.95; break; case 610: bar = 0.95; break; case 611: bar = 0.95; break; case 612: bar = 0.94; break; case 613: bar = 0.94; break; case 614: bar = 0.94; break; case 615: bar = 0.94; break; case 616: bar = 0.93; break; case 617: bar = 0.93; break; case 618: bar = 0.93; break; case 619: bar = 0.92; break; case 620: bar = 0.92; break; case 621: bar = 0.92; break; case 622: bar = 0.92; break; case 623: bar = 0.91; break; case 624: bar = 0.91; break; case 625: bar = 0.91; break; case 626: bar = 0.91; break; case 627: bar = 0.9; break; case 628: bar = 0.9; break; case 629: bar = 0.9; break; case 630: bar = 0.9; break; case 631: bar = 0.89; break; case 632: bar = 0.89; break; case 633: bar = 0.89; break; case 634: bar = 0.89; break; case 635: bar = 0.88; break; case 636: bar = 0.88; break; case 637: bar = 0.88; break; case 638: bar = 0.88; break; case 639: bar = 0.87; break; case 640: bar = 0.87; break; case 641: bar = 0.87; break; case 642: bar = 0.87; break; case 643: bar = 0.86; break; case 644: bar = 0.86; break; case 645: bar = 0.86; break; case 646: bar = 0.86; break; case 647: bar = 0.85; break; case 648: bar = 0.85; break; case 649: bar = 0.85; break; case 650: bar = 0.85; break; case 651: bar = 0.84; break; case 652: bar = 0.84; break; case 653: bar = 0.84; break; case 654: bar = 0.84; break; case 655: bar = 0.84; break; case 656: bar = 0.83; break; case 657: bar = 0.83; break; case 658: bar = 0.83; break; case 659: bar = 0.83; break; case 660: bar = 0.82; break; case 661: bar = 0.82; break; case 662: bar = 0.82; break; case 663: bar = 0.82; break; case 664: bar = 0.81; break; case 665: bar = 0.81; break; case 666: bar = 0.81; break; case 667: bar = 0.81; break; case 668: bar = 0.81; break; case 669: bar = 0.8; break; case 670: bar = 0.8; break; case 671: bar = 0.8; break; case 672: bar = 0.8; break; case 673: bar = 0.79; break; case 674: bar = 0.79; break; case 675: bar = 0.79; break; case 676: bar = 0.79; break; case 677: bar = 0.78; break; case 678: bar = 0.78; break; case 679: bar = 0.78; break; case 680: bar = 0.78; break; case 681: bar = 0.78; break; case 682: bar = 0.77; break; case 683: bar = 0.77; break; case 684: bar = 0.77; break; case 685: bar = 0.77; break; case 686: bar = 0.77; break; case 687: bar = 0.76; break; case 688: bar = 0.76; break; case 689: bar = 0.76; break; case 690: bar = 0.76; break; case 691: bar = 0.75; break; case 692: bar = 0.75; break; case 693: bar = 0.75; break; case 694: bar = 0.75; break; case 695: bar = 0.75; break; case 696: bar = 0.74; break; case 697: bar = 0.74; break; case 698: bar = 0.74; break; case 699: bar = 0.74; break; case 700: bar = 0.74; break; case 701: bar = 0.73; break; case 702: bar = 0.73; break; case 703: bar = 0.73; break; case 704: bar = 0.73; break; case 705: bar = 0.72; break; case 706: bar = 0.72; break; case 707: bar = 0.72; break; case 708: bar = 0.72; break; case 709: bar = 0.72; break; case 710: bar = 0.71; break; case 711: bar = 0.71; break; case 712: bar = 0.71; break; case 713: bar = 0.71; break; case 714: bar = 0.71; break; case 715: bar = 0.7; break; case 716: bar = 0.7; break; case 717: bar = 0.7; break; case 718: bar = 0.7; break; case 719: bar = 0.7; break; case 720: bar = 0.69; break; case 721: bar = 0.69; break; case 722: bar = 0.69; break; case 723: bar = 0.69; break; case 724: bar = 0.69; break; case 725: bar = 0.68; break; case 726: bar = 0.68; break; case 727: bar = 0.68; break; case 728: bar = 0.68; break; case 729: bar = 0.68; break; case 730: bar = 0.67; break; case 731: bar = 0.67; break; case 732: bar = 0.67; break; case 733: bar = 0.67; break; case 734: bar = 0.67; break; case 735: bar = 0.67; break; case 736: bar = 0.66; break; case 737: bar = 0.66; break; case 738: bar = 0.66; break; case 739: bar = 0.66; break; case 740: bar = 0.66; break; case 741: bar = 0.65; break; case 742: bar = 0.65; break; case 743: bar = 0.65; break; case 744: bar = 0.65; break; case 745: bar = 0.65; break; case 746: bar = 0.64; break; case 747: bar = 0.64; break; case 748: bar = 0.64; break; case 749: bar = 0.64; break; case 750: bar = 0.64; break; case 751: bar = 0.64; break; case 752: bar = 0.63; break; case 753: bar = 0.63; break; case 754: bar = 0.63; break; case 755: bar = 0.63; break; case 756: bar = 0.63; break; case 757: bar = 0.62; break; case 758: bar = 0.62; break; case 759: bar = 0.62; break; case 760: bar = 0.62; break; case 761: bar = 0.62; break; case 762: bar = 0.61; break; case 763: bar = 0.61; break; case 764: bar = 0.61; break; case 765: bar = 0.61; break; case 766: bar = 0.61; break; case 767: bar = 0.61; break; case 768: bar = 0.6; break; case 769: bar = 0.6; break; case 770: bar = 0.6; break; case 771: bar = 0.6; break; case 772: bar = 0.6; break; case 773: bar = 0.6; break; case 774: bar = 0.59; break; case 775: bar = 0.59; break; case 776: bar = 0.59; break; case 777: bar = 0.59; break; case 778: bar = 0.59; break; case 779: bar = 0.59; break; case 780: bar = 0.58; break; case 781: bar = 0.58; break; case 782: bar = 0.58; break; case 783: bar = 0.58; break; case 784: bar = 0.58; break; case 785: bar = 0.57; break; case 786: bar = 0.57; break; case 787: bar = 0.57; break; case 788: bar = 0.57; break; case 789: bar = 0.57; break; case 790: bar = 0.57; break; case 791: bar = 0.56; break; case 792: bar = 0.56; break; case 793: bar = 0.56; break; case 794: bar = 0.56; break; case 795: bar = 0.56; break; case 796: bar = 0.56; break; case 797: bar = 0.55; break; case 798: bar = 0.55; break; case 799: bar = 0.55; break; case 800: bar = 0.55; break; case 801: bar = 0.55; break; case 802: bar = 0.55; break; case 803: bar = 0.54; break; case 804: bar = 0.54; break; case 805: bar = 0.54; break; case 806: bar = 0.54; break; case 807: bar = 0.54; break; case 808: bar = 0.54; break; case 809: bar = 0.53; break; case 810: bar = 0.53; break; case 811: bar = 0.53; break; case 812: bar = 0.53; break; case 813: bar = 0.53; break; case 814: bar = 0.53; break; case 815: bar = 0.53; break; case 816: bar = 0.52; break; case 817: bar = 0.52; break; case 818: bar = 0.52; break; case 819: bar = 0.52; break; case 820: bar = 0.52; break; case 821: bar = 0.52; break; case 822: bar = 0.51; break; case 823: bar = 0.51; break; case 824: bar = 0.51; break; case 825: bar = 0.51; break; case 826: bar = 0.51; break; case 827: bar = 0.51; break; case 828: bar = 0.5; break; case 829: bar = 0.5; break; case 830: bar = 0.5; break; case 831: bar = 0.5; break; case 832: bar = 0.5; break; case 833: bar = 0.5; break; case 834: bar = 0.5; break; case 835: bar = 0.49; break; case 836: bar = 0.49; break; case 837: bar = 0.49; break; case 838: bar = 0.49; break; case 839: bar = 0.49; break; case 840: bar = 0.49; break; case 841: bar = 0.48; break; case 842: bar = 0.48; break; case 843: bar = 0.48; break; case 844: bar = 0.48; break; case 845: bar = 0.48; break; case 846: bar = 0.48; break; case 847: bar = 0.48; break; case 848: bar = 0.47; break; case 849: bar = 0.47; break; case 850: bar = 0.47; break; case 851: bar = 0.47; break; case 852: bar = 0.47; break; case 853: bar = 0.47; break; case 854: bar = 0.47; break; case 855: bar = 0.46; break; case 856: bar = 0.46; break; case 857: bar = 0.46; break; case 858: bar = 0.46; break; case 859: bar = 0.46; break; case 860: bar = 0.46; break; case 861: bar = 0.46; break; case 862: bar = 0.45; break; case 863: bar = 0.45; break; case 864: bar = 0.45; break; case 865: bar = 0.45; break; case 866: bar = 0.45; break; case 867: bar = 0.45; break; case 868: bar = 0.45; break; case 869: bar = 0.44; break; case 870: bar = 0.44; break; case 871: bar = 0.44; break; case 872: bar = 0.44; break; case 873: bar = 0.44; break; case 874: bar = 0.44; break; case 875: bar = 0.44; break; case 876: bar = 0.43; break; case 877: bar = 0.43; break; case 878: bar = 0.43; break; case 879: bar = 0.43; break; case 880: bar = 0.43; break; case 881: bar = 0.43; break; case 882: bar = 0.43; break; case 883: bar = 0.42; break; case 884: bar = 0.42; break; case 885: bar = 0.42; break; case 886: bar = 0.42; break; case 887: bar = 0.42; break; case 888: bar = 0.42; break; case 889: bar = 0.42; break; case 890: bar = 0.41; break; case 891: bar = 0.41; break; case 892: bar = 0.41; break; case 893: bar = 0.41; break; case 894: bar = 0.41; break; case 895: bar = 0.41; break; case 896: bar = 0.41; break; case 897: bar = 0.41; break; case 898: bar = 0.4; break; case 899: bar = 0.4; break; case 900: bar = 0.4; break; case 901: bar = 0.4; break; case 902: bar = 0.4; break; case 903: bar = 0.4; break; case 904: bar = 0.4; break; case 905: bar = 0.39; break; case 906: bar = 0.39; break; case 907: bar = 0.39; break; case 908: bar = 0.39; break; case 909: bar = 0.39; break; case 910: bar = 0.39; break; case 911: bar = 0.39; break; case 912: bar = 0.39; break; case 913: bar = 0.38; break; case 914: bar = 0.38; break; case 915: bar = 0.38; break; case 916: bar = 0.38; break; case 917: bar = 0.38; break; case 918: bar = 0.38; break; case 919: bar = 0.38; break; case 920: bar = 0.38; break; case 921: bar = 0.37; break; case 922: bar = 0.37; break; case 923: bar = 0.37; break; case 924: bar = 0.37; break; case 925: bar = 0.37; break; case 926: bar = 0.37; break; case 927: bar = 0.37; break; case 928: bar = 0.37; break; case 929: bar = 0.36; break; case 930: bar = 0.36; break; case 931: bar = 0.36; break; case 932: bar = 0.36; break; case 933: bar = 0.36; break; case 934: bar = 0.36; break; case 935: bar = 0.36; break; case 936: bar = 0.36; break; case 937: bar = 0.35; break; case 938: bar = 0.35; break; case 939: bar = 0.35; break; case 940: bar = 0.35; break; case 941: bar = 0.35; break; case 942: bar = 0.35; break; case 943: bar = 0.35; break; case 944: bar = 0.35; break; case 945: bar = 0.34; break; case 946: bar = 0.34; break; case 947: bar = 0.34; break; case 948: bar = 0.34; break; case 949: bar = 0.34; break; case 950: bar = 0.34; break; case 951: bar = 0.34; break; case 952: bar = 0.34; break; case 953: bar = 0.33; break; case 954: bar = 0.33; break; case 955: bar = 0.33; break; case 956: bar = 0.33; break; case 957: bar = 0.33; break; case 958: bar = 0.33; break; case 959: bar = 0.33; break; case 960: bar = 0.33; break; case 961: bar = 0.32; break; case 962: bar = 0.32; break; case 963: bar = 0.32; break; case 964: bar = 0.32; break; case 965: bar = 0.32; break; case 966: bar = 0.32; break; case 967: bar = 0.32; break; case 968: bar = 0.32; break; case 969: bar = 0.32; break; case 970: bar = 0.31; break; case 971: bar = 0.31; break; case 972: bar = 0.31; break; case 973: bar = 0.31; break; case 974: bar = 0.31; break; case 975: bar = 0.31; break; case 976: bar = 0.31; break; case 977: bar = 0.31; break; case 978: bar = 0.3; break; case 979: bar = 0.3; break; case 980: bar = 0.3; break; case 981: bar = 0.3; break; case 982: bar = 0.3; break; case 983: bar = 0.3; break; case 984: bar = 0.3; break; case 985: bar = 0.3; break; case 986: bar = 0.3; break; case 987: bar = 0.29; break; case 988: bar = 0.29; break; case 989: bar = 0.29; break; case 990: bar = 0.29; break; case 991: bar = 0.29; break; case 992: bar = 0.29; break; case 993: bar = 0.29; break; case 994: bar = 0.29; break; case 995: bar = 0.29; break; case 996: bar = 0.28; break; case 997: bar = 0.28; break; case 998: bar = 0.28; break; case 999: bar = 0.28; break; case 1000: bar = 0.28; break; case 1001: bar = 0.28; break; case 1002: bar = 0.28; break; case 1003: bar = 0.28; break; case 1004: bar = 0.28; break; case 1005: bar = 0.27; break; case 1006: bar = 0.27; break; case 1007: bar = 0.27; break; case 1008: bar = 0.27; break; case 1009: bar = 0.27; break; case 1010: bar = 0.27; break; case 1011: bar = 0.27; break; case 1012: bar = 0.27; break; case 1013: bar = 0.27; break; case 1014: bar = 0.26; break; case 1015: bar = 0.26; break; case 1016: bar = 0.26; break; case 1017: bar = 0.26; break; case 1018: bar = 0.26; break; case 1019: bar = 0.26; break; case 1020: bar = 0.26; break; case 1021: bar = 0.26; break; case 1022: bar = 0.26; break; case 1023: bar = 0.26; break; case 1024: bar = 0.25; break;
case 116: bar = 6.57; break; | case 116: bar = 6.57; break; case 117: bar = 6.52; break; case 118: bar = 6.47; break; case 119: bar = 6.42; break; case 120: bar = 6.37; break; case 121: bar = 6.32; break; case 122: bar = 6.27; break; case 123: bar = 6.23; break; case 124: bar = 6.18; break; case 125: bar = 6.13; break; case 126: bar = 6.09; break; case 127: bar = 6.04; break; case 128: bar = 6; break; case 129: bar = 5.95; break; case 130: bar = 5.91; break; case 131: bar = 5.87; break; case 132: bar = 5.83; break; case 133: bar = 5.79; break; case 134: bar = 5.75; break; case 135: bar = 5.71; break; case 136: bar = 5.67; break; case 137: bar = 5.63; break; case 138: bar = 5.59; break; case 139: bar = 5.55; break; case 140: bar = 5.51; break; case 141: bar = 5.47; break; case 142: bar = 5.44; break; case 143: bar = 5.4; break; case 144: bar = 5.37; break; case 145: bar = 5.33; break; case 146: bar = 5.3; break; case 147: bar = 5.26; break; case 148: bar = 5.23; break; case 149: bar = 5.19; break; case 150: bar = 5.16; break; case 151: bar = 5.13; break; case 152: bar = 5.09; break; case 153: bar = 5.06; break; case 154: bar = 5.03; break; case 155: bar = 5; break; case 156: bar = 4.97; break; case 157: bar = 4.94; break; case 158: bar = 4.91; break; case 159: bar = 4.88; break; case 160: bar = 4.85; break; case 161: bar = 4.82; break; case 162: bar = 4.79; break; case 163: bar = 4.76; break; case 164: bar = 4.73; break; case 165: bar = 4.7; break; case 166: bar = 4.68; break; case 167: bar = 4.65; break; case 168: bar = 4.62; break; case 169: bar = 4.59; break; case 170: bar = 4.57; break; case 171: bar = 4.54; break; case 172: bar = 4.52; break; case 173: bar = 4.49; break; case 174: bar = 4.46; break; case 175: bar = 4.44; break; case 176: bar = 4.41; break; case 177: bar = 4.39; break; case 178: bar = 4.36; break; case 179: bar = 4.34; break; case 180: bar = 4.32; break; case 181: bar = 4.29; break; case 182: bar = 4.27; break; case 183: bar = 4.25; break; case 184: bar = 4.22; break; case 185: bar = 4.2; break; case 186: bar = 4.18; break; case 187: bar = 4.15; break; case 188: bar = 4.13; break; case 189: bar = 4.11; break; case 190: bar = 4.09; break; case 191: bar = 4.07; break; case 192: bar = 4.05; break; case 193: bar = 4.02; break; case 194: bar = 4; break; case 195: bar = 3.98; break; case 196: bar = 3.96; break; case 197: bar = 3.94; break; case 198: bar = 3.92; break; case 199: bar = 3.9; break; case 200: bar = 3.88; break; case 201: bar = 3.86; break; case 202: bar = 3.84; break; case 203: bar = 3.82; break; case 204: bar = 3.8; break; case 205: bar = 3.78; break; case 206: bar = 3.77; break; case 207: bar = 3.75; break; case 208: bar = 3.73; break; case 209: bar = 3.71; break; case 210: bar = 3.69; break; case 211: bar = 3.67; break; case 212: bar = 3.66; break; case 213: bar = 3.64; break; case 214: bar = 3.62; break; case 215: bar = 3.6; break; case 216: bar = 3.59; break; case 217: bar = 3.57; break; case 218: bar = 3.55; break; case 219: bar = 3.53; break; case 220: bar = 3.52; break; case 221: bar = 3.5; break; case 222: bar = 3.48; break; case 223: bar = 3.47; break; case 224: bar = 3.45; break; case 225: bar = 3.44; break; case 226: bar = 3.42; break; case 227: bar = 3.4; break; case 228: bar = 3.39; break; case 229: bar = 3.37; break; case 230: bar = 3.36; break; case 231: bar = 3.34; break; case 232: bar = 3.33; break; case 233: bar = 3.31; break; case 234: bar = 3.3; break; case 235: bar = 3.28; break; case 236: bar = 3.27; break; case 237: bar = 3.25; break; case 238: bar = 3.24; break; case 239: bar = 3.22; break; case 240: bar = 3.21; break; case 241: bar = 3.19; break; case 242: bar = 3.18; break; case 243: bar = 3.17; break; case 244: bar = 3.15; break; case 245: bar = 3.14; break; case 246: bar = 3.12; break; case 247: bar = 3.11; break; case 248: bar = 3.1; break; case 249: bar = 3.08; break; case 250: bar = 3.07; break; case 251: bar = 3.06; break; case 252: bar = 3.04; break; case 253: bar = 3.03; break; case 254: bar = 3.02; break; case 255: bar = 3.01; break; case 256: bar = 2.99; break; case 257: bar = 2.98; break; case 258: bar = 2.97; break; case 259: bar = 2.96; break; case 260: bar = 2.94; break; case 261: bar = 2.93; break; case 262: bar = 2.92; break; case 263: bar = 2.91; break; case 264: bar = 2.89; break; case 265: bar = 2.88; break; case 266: bar = 2.87; break; case 267: bar = 2.86; break; case 268: bar = 2.85; break; case 269: bar = 2.83; break; case 270: bar = 2.82; break; case 271: bar = 2.81; break; case 272: bar = 2.8; break; case 273: bar = 2.79; break; case 274: bar = 2.78; break; case 275: bar = 2.77; break; case 276: bar = 2.76; break; case 277: bar = 2.74; break; case 278: bar = 2.73; break; case 279: bar = 2.72; break; case 280: bar = 2.71; break; case 281: bar = 2.7; break; case 282: bar = 2.69; break; case 283: bar = 2.68; break; case 284: bar = 2.67; break; case 285: bar = 2.66; break; case 286: bar = 2.65; break; case 287: bar = 2.64; break; case 288: bar = 2.63; break; case 289: bar = 2.62; break; case 290: bar = 2.61; break; case 291: bar = 2.6; break; case 292: bar = 2.59; break; case 293: bar = 2.58; break; case 294: bar = 2.57; break; case 295: bar = 2.56; break; case 296: bar = 2.55; break; case 297: bar = 2.54; break; case 298: bar = 2.53; break; case 299: bar = 2.52; break; case 300: bar = 2.51; break; case 301: bar = 2.5; break; case 302: bar = 2.49; break; case 303: bar = 2.48; break; case 304: bar = 2.47; break; case 305: bar = 2.46; break; case 306: bar = 2.45; break; case 307: bar = 2.44; break; case 308: bar = 2.43; break; case 309: bar = 2.42; break; case 310: bar = 2.41; break; case 311: bar = 2.41; break; case 312: bar = 2.4; break; case 313: bar = 2.39; break; case 314: bar = 2.38; break; case 315: bar = 2.37; break; case 316: bar = 2.36; break; case 317: bar = 2.35; break; case 318: bar = 2.34; break; case 319: bar = 2.34; break; case 320: bar = 2.33; break; case 321: bar = 2.32; break; case 322: bar = 2.31; break; case 323: bar = 2.3; break; case 324: bar = 2.29; break; case 325: bar = 2.28; break; case 326: bar = 2.28; break; case 327: bar = 2.27; break; case 328: bar = 2.26; break; case 329: bar = 2.25; break; case 330: bar = 2.24; break; case 331: bar = 2.24; break; case 332: bar = 2.23; break; case 333: bar = 2.22; break; case 334: bar = 2.21; break; case 335: bar = 2.2; break; case 336: bar = 2.2; break; case 337: bar = 2.19; break; case 338: bar = 2.18; break; case 339: bar = 2.17; break; case 340: bar = 2.17; break; case 341: bar = 2.16; break; case 342: bar = 2.15; break; case 343: bar = 2.14; break; case 344: bar = 2.13; break; case 345: bar = 2.13; break; case 346: bar = 2.12; break; case 347: bar = 2.11; break; case 348: bar = 2.11; break; case 349: bar = 2.1; break; case 350: bar = 2.09; break; case 351: bar = 2.08; break; case 352: bar = 2.08; break; case 353: bar = 2.07; break; case 354: bar = 2.06; break; case 355: bar = 2.05; break; case 356: bar = 2.05; break; case 357: bar = 2.04; break; case 358: bar = 2.03; break; case 359: bar = 2.03; break; case 360: bar = 2.02; break; case 361: bar = 2.01; break; case 362: bar = 2.01; break; case 363: bar = 2; break; case 364: bar = 1.99; break; case 365: bar = 1.99; break; case 366: bar = 1.98; break; case 367: bar = 1.97; break; case 368: bar = 1.97; break; case 369: bar = 1.96; break; case 370: bar = 1.95; break; case 371: bar = 1.95; break; case 372: bar = 1.94; break; case 373: bar = 1.93; break; case 374: bar = 1.93; break; case 375: bar = 1.92; break; case 376: bar = 1.91; break; case 377: bar = 1.91; break; case 378: bar = 1.9; break; case 379: bar = 1.89; break; case 380: bar = 1.89; break; case 381: bar = 1.88; break; case 382: bar = 1.88; break; case 383: bar = 1.87; break; case 384: bar = 1.86; break; case 385: bar = 1.86; break; case 386: bar = 1.85; break; case 387: bar = 1.85; break; case 388: bar = 1.84; break; case 389: bar = 1.83; break; case 390: bar = 1.83; break; case 391: bar = 1.82; break; case 392: bar = 1.82; break; case 393: bar = 1.81; break; case 394: bar = 1.8; break; case 395: bar = 1.8; break; case 396: bar = 1.79; break; case 397: bar = 1.79; break; case 398: bar = 1.78; break; case 399: bar = 1.77; break; case 400: bar = 1.77; break; case 401: bar = 1.76; break; case 402: bar = 1.76; break; case 403: bar = 1.75; break; case 404: bar = 1.75; break; case 405: bar = 1.74; break; case 406: bar = 1.73; break; case 407: bar = 1.73; break; case 408: bar = 1.72; break; case 409: bar = 1.72; break; case 410: bar = 1.71; break; case 411: bar = 1.71; break; case 412: bar = 1.7; break; case 413: bar = 1.7; break; case 414: bar = 1.69; break; case 415: bar = 1.69; break; case 416: bar = 1.68; break; case 417: bar = 1.67; break; case 418: bar = 1.67; break; case 419: bar = 1.66; break; case 420: bar = 1.66; break; case 421: bar = 1.65; break; case 422: bar = 1.65; break; case 423: bar = 1.64; break; case 424: bar = 1.64; break; case 425: bar = 1.63; break; case 426: bar = 1.63; break; case 427: bar = 1.62; break; case 428: bar = 1.62; break; case 429: bar = 1.61; break; case 430: bar = 1.61; break; case 431: bar = 1.6; break; case 432: bar = 1.6; break; case 433: bar = 1.59; break; case 434: bar = 1.59; break; case 435: bar = 1.58; break; case 436: bar = 1.58; break; case 437: bar = 1.57; break; case 438: bar = 1.57; break; case 439: bar = 1.56; break; case 440: bar = 1.56; break; case 441: bar = 1.55; break; case 442: bar = 1.55; break; case 443: bar = 1.54; break; case 444: bar = 1.54; break; case 445: bar = 1.53; break; case 446: bar = 1.53; break; case 447: bar = 1.53; break; case 448: bar = 1.52; break; case 449: bar = 1.52; break; case 450: bar = 1.51; break; case 451: bar = 1.51; break; case 452: bar = 1.5; break; case 453: bar = 1.5; break; case 454: bar = 1.49; break; case 455: bar = 1.49; break; case 456: bar = 1.48; break; case 457: bar = 1.48; break; case 458: bar = 1.47; break; case 459: bar = 1.47; break; case 460: bar = 1.47; break; case 461: bar = 1.46; break; case 462: bar = 1.46; break; case 463: bar = 1.45; break; case 464: bar = 1.45; break; case 465: bar = 1.44; break; case 466: bar = 1.44; break; case 467: bar = 1.44; break; case 468: bar = 1.43; break; case 469: bar = 1.43; break; case 470: bar = 1.42; break; case 471: bar = 1.42; break; case 472: bar = 1.41; break; case 473: bar = 1.41; break; case 474: bar = 1.41; break; case 475: bar = 1.4; break; case 476: bar = 1.4; break; case 477: bar = 1.39; break; case 478: bar = 1.39; break; case 479: bar = 1.38; break; case 480: bar = 1.38; break; case 481: bar = 1.38; break; case 482: bar = 1.37; break; case 483: bar = 1.37; break; case 484: bar = 1.36; break; case 485: bar = 1.36; break; case 486: bar = 1.36; break; case 487: bar = 1.35; break; case 488: bar = 1.35; break; case 489: bar = 1.34; break; case 490: bar = 1.34; break; case 491: bar = 1.34; break; case 492: bar = 1.33; break; case 493: bar = 1.33; break; case 494: bar = 1.32; break; case 495: bar = 1.32; break; case 496: bar = 1.32; break; case 497: bar = 1.31; break; case 498: bar = 1.31; break; case 499: bar = 1.3; break; case 500: bar = 1.3; break; case 501: bar = 1.3; break; case 502: bar = 1.29; break; case 503: bar = 1.29; break; case 504: bar = 1.29; break; case 505: bar = 1.28; break; case 506: bar = 1.28; break; case 507: bar = 1.27; break; case 508: bar = 1.27; break; case 509: bar = 1.27; break; case 510: bar = 1.26; break; case 511: bar = 1.26; break; case 512: bar = 1.26; break; case 513: bar = 1.25; break; case 514: bar = 1.25; break; case 515: bar = 1.24; break; case 516: bar = 1.24; break; case 517: bar = 1.24; break; case 518: bar = 1.23; break; case 519: bar = 1.23; break; case 520: bar = 1.23; break; case 521: bar = 1.22; break; case 522: bar = 1.22; break; case 523: bar = 1.22; break; case 524: bar = 1.21; break; case 525: bar = 1.21; break; case 526: bar = 1.21; break; case 527: bar = 1.2; break; case 528: bar = 1.2; break; case 529: bar = 1.2; break; case 530: bar = 1.19; break; case 531: bar = 1.19; break; case 532: bar = 1.18; break; case 533: bar = 1.18; break; case 534: bar = 1.18; break; case 535: bar = 1.17; break; case 536: bar = 1.17; break; case 537: bar = 1.17; break; case 538: bar = 1.16; break; case 539: bar = 1.16; break; case 540: bar = 1.16; break; case 541: bar = 1.15; break; case 542: bar = 1.15; break; case 543: bar = 1.15; break; case 544: bar = 1.14; break; case 545: bar = 1.14; break; case 546: bar = 1.14; break; case 547: bar = 1.13; break; case 548: bar = 1.13; break; case 549: bar = 1.13; break; case 550: bar = 1.12; break; case 551: bar = 1.12; break; case 552: bar = 1.12; break; case 553: bar = 1.12; break; case 554: bar = 1.11; break; case 555: bar = 1.11; break; case 556: bar = 1.11; break; case 557: bar = 1.1; break; case 558: bar = 1.1; break; case 559: bar = 1.1; break; case 560: bar = 1.09; break; case 561: bar = 1.09; break; case 562: bar = 1.09; break; case 563: bar = 1.08; break; case 564: bar = 1.08; break; case 565: bar = 1.08; break; case 566: bar = 1.07; break; case 567: bar = 1.07; break; case 568: bar = 1.07; break; case 569: bar = 1.07; break; case 570: bar = 1.06; break; case 571: bar = 1.06; break; case 572: bar = 1.06; break; case 573: bar = 1.05; break; case 574: bar = 1.05; break; case 575: bar = 1.05; break; case 576: bar = 1.04; break; case 577: bar = 1.04; break; case 578: bar = 1.04; break; case 579: bar = 1.04; break; case 580: bar = 1.03; break; case 581: bar = 1.03; break; case 582: bar = 1.03; break; case 583: bar = 1.02; break; case 584: bar = 1.02; break; case 585: bar = 1.02; break; case 586: bar = 1.02; break; case 587: bar = 1.01; break; case 588: bar = 1.01; break; case 589: bar = 1.01; break; case 590: bar = 1; break; case 591: bar = 1; break; case 592: bar = 1; break; case 593: bar = 1; break; case 594: bar = 0.99; break; case 595: bar = 0.99; break; case 596: bar = 0.99; break; case 597: bar = 0.98; break; case 598: bar = 0.98; break; case 599: bar = 0.98; break; case 600: bar = 0.98; break; case 601: bar = 0.97; break; case 602: bar = 0.97; break; case 603: bar = 0.97; break; case 604: bar = 0.96; break; case 605: bar = 0.96; break; case 606: bar = 0.96; break; case 607: bar = 0.96; break; case 608: bar = 0.95; break; case 609: bar = 0.95; break; case 610: bar = 0.95; break; case 611: bar = 0.95; break; case 612: bar = 0.94; break; case 613: bar = 0.94; break; case 614: bar = 0.94; break; case 615: bar = 0.94; break; case 616: bar = 0.93; break; case 617: bar = 0.93; break; case 618: bar = 0.93; break; case 619: bar = 0.92; break; case 620: bar = 0.92; break; case 621: bar = 0.92; break; case 622: bar = 0.92; break; case 623: bar = 0.91; break; case 624: bar = 0.91; break; case 625: bar = 0.91; break; case 626: bar = 0.91; break; case 627: bar = 0.9; break; case 628: bar = 0.9; break; case 629: bar = 0.9; break; case 630: bar = 0.9; break; case 631: bar = 0.89; break; case 632: bar = 0.89; break; case 633: bar = 0.89; break; case 634: bar = 0.89; break; case 635: bar = 0.88; break; case 636: bar = 0.88; break; case 637: bar = 0.88; break; case 638: bar = 0.88; break; case 639: bar = 0.87; break; case 640: bar = 0.87; break; case 641: bar = 0.87; break; case 642: bar = 0.87; break; case 643: bar = 0.86; break; case 644: bar = 0.86; break; case 645: bar = 0.86; break; case 646: bar = 0.86; break; case 647: bar = 0.85; break; case 648: bar = 0.85; break; case 649: bar = 0.85; break; case 650: bar = 0.85; break; case 651: bar = 0.84; break; case 652: bar = 0.84; break; case 653: bar = 0.84; break; case 654: bar = 0.84; break; case 655: bar = 0.84; break; case 656: bar = 0.83; break; case 657: bar = 0.83; break; case 658: bar = 0.83; break; case 659: bar = 0.83; break; case 660: bar = 0.82; break; case 661: bar = 0.82; break; case 662: bar = 0.82; break; case 663: bar = 0.82; break; case 664: bar = 0.81; break; case 665: bar = 0.81; break; case 666: bar = 0.81; break; case 667: bar = 0.81; break; case 668: bar = 0.81; break; case 669: bar = 0.8; break; case 670: bar = 0.8; break; case 671: bar = 0.8; break; case 672: bar = 0.8; break; case 673: bar = 0.79; break; case 674: bar = 0.79; break; case 675: bar = 0.79; break; case 676: bar = 0.79; break; case 677: bar = 0.78; break; case 678: bar = 0.78; break; case 679: bar = 0.78; break; case 680: bar = 0.78; break; case 681: bar = 0.78; break; case 682: bar = 0.77; break; case 683: bar = 0.77; break; case 684: bar = 0.77; break; case 685: bar = 0.77; break; case 686: bar = 0.77; break; case 687: bar = 0.76; break; case 688: bar = 0.76; break; case 689: bar = 0.76; break; case 690: bar = 0.76; break; case 691: bar = 0.75; break; case 692: bar = 0.75; break; case 693: bar = 0.75; break; case 694: bar = 0.75; break; case 695: bar = 0.75; break; case 696: bar = 0.74; break; case 697: bar = 0.74; break; case 698: bar = 0.74; break; case 699: bar = 0.74; break; case 700: bar = 0.74; break; case 701: bar = 0.73; break; case 702: bar = 0.73; break; case 703: bar = 0.73; break; case 704: bar = 0.73; break; case 705: bar = 0.72; break; case 706: bar = 0.72; break; case 707: bar = 0.72; break; case 708: bar = 0.72; break; case 709: bar = 0.72; break; case 710: bar = 0.71; break; case 711: bar = 0.71; break; case 712: bar = 0.71; break; case 713: bar = 0.71; break; case 714: bar = 0.71; break; case 715: bar = 0.7; break; case 716: bar = 0.7; break; case 717: bar = 0.7; break; case 718: bar = 0.7; break; case 719: bar = 0.7; break; case 720: bar = 0.69; break; case 721: bar = 0.69; break; case 722: bar = 0.69; break; case 723: bar = 0.69; break; case 724: bar = 0.69; break; case 725: bar = 0.68; break; case 726: bar = 0.68; break; case 727: bar = 0.68; break; case 728: bar = 0.68; break; case 729: bar = 0.68; break; case 730: bar = 0.67; break; case 731: bar = 0.67; break; case 732: bar = 0.67; break; case 733: bar = 0.67; break; case 734: bar = 0.67; break; case 735: bar = 0.67; break; case 736: bar = 0.66; break; case 737: bar = 0.66; break; case 738: bar = 0.66; break; case 739: bar = 0.66; break; case 740: bar = 0.66; break; case 741: bar = 0.65; break; case 742: bar = 0.65; break; case 743: bar = 0.65; break; case 744: bar = 0.65; break; case 745: bar = 0.65; break; case 746: bar = 0.64; break; case 747: bar = 0.64; break; case 748: bar = 0.64; break; case 749: bar = 0.64; break; case 750: bar = 0.64; break; case 751: bar = 0.64; break; case 752: bar = 0.63; break; case 753: bar = 0.63; break; case 754: bar = 0.63; break; case 755: bar = 0.63; break; case 756: bar = 0.63; break; case 757: bar = 0.62; break; case 758: bar = 0.62; break; case 759: bar = 0.62; break; case 760: bar = 0.62; break; case 761: bar = 0.62; break; case 762: bar = 0.61; break; case 763: bar = 0.61; break; case 764: bar = 0.61; break; case 765: bar = 0.61; break; case 766: bar = 0.61; break; case 767: bar = 0.61; break; case 768: bar = 0.6; break; case 769: bar = 0.6; break; case 770: bar = 0.6; break; case 771: bar = 0.6; break; case 772: bar = 0.6; break; case 773: bar = 0.6; break; case 774: bar = 0.59; break; case 775: bar = 0.59; break; case 776: bar = 0.59; break; case 777: bar = 0.59; break; case 778: bar = 0.59; break; case 779: bar = 0.59; break; case 780: bar = 0.58; break; case 781: bar = 0.58; break; case 782: bar = 0.58; break; case 783: bar = 0.58; break; case 784: bar = 0.58; break; case 785: bar = 0.57; break; case 786: bar = 0.57; break; case 787: bar = 0.57; break; case 788: bar = 0.57; break; case 789: bar = 0.57; break; case 790: bar = 0.57; break; case 791: bar = 0.56; break; case 792: bar = 0.56; break; case 793: bar = 0.56; break; case 794: bar = 0.56; break; case 795: bar = 0.56; break; case 796: bar = 0.56; break; case 797: bar = 0.55; break; case 798: bar = 0.55; break; case 799: bar = 0.55; break; case 800: bar = 0.55; break; case 801: bar = 0.55; break; case 802: bar = 0.55; break; case 803: bar = 0.54; break; case 804: bar = 0.54; break; case 805: bar = 0.54; break; case 806: bar = 0.54; break; case 807: bar = 0.54; break; case 808: bar = 0.54; break; case 809: bar = 0.53; break; case 810: bar = 0.53; break; case 811: bar = 0.53; break; case 812: bar = 0.53; break; case 813: bar = 0.53; break; case 814: bar = 0.53; break; case 815: bar = 0.53; break; case 816: bar = 0.52; break; case 817: bar = 0.52; break; case 818: bar = 0.52; break; case 819: bar = 0.52; break; case 820: bar = 0.52; break; case 821: bar = 0.52; break; case 822: bar = 0.51; break; case 823: bar = 0.51; break; case 824: bar = 0.51; break; case 825: bar = 0.51; break; case 826: bar = 0.51; break; case 827: bar = 0.51; break; case 828: bar = 0.5; break; case 829: bar = 0.5; break; case 830: bar = 0.5; break; case 831: bar = 0.5; break; case 832: bar = 0.5; break; case 833: bar = 0.5; break; case 834: bar = 0.5; break; case 835: bar = 0.49; break; case 836: bar = 0.49; break; case 837: bar = 0.49; break; case 838: bar = 0.49; break; case 839: bar = 0.49; break; case 840: bar = 0.49; break; case 841: bar = 0.48; break; case 842: bar = 0.48; break; case 843: bar = 0.48; break; case 844: bar = 0.48; break; case 845: bar = 0.48; break; case 846: bar = 0.48; break; case 847: bar = 0.48; break; case 848: bar = 0.47; break; case 849: bar = 0.47; break; case 850: bar = 0.47; break; case 851: bar = 0.47; break; case 852: bar = 0.47; break; case 853: bar = 0.47; break; case 854: bar = 0.47; break; case 855: bar = 0.46; break; case 856: bar = 0.46; break; case 857: bar = 0.46; break; case 858: bar = 0.46; break; case 859: bar = 0.46; break; case 860: bar = 0.46; break; case 861: bar = 0.46; break; case 862: bar = 0.45; break; case 863: bar = 0.45; break; case 864: bar = 0.45; break; case 865: bar = 0.45; break; case 866: bar = 0.45; break; case 867: bar = 0.45; break; case 868: bar = 0.45; break; case 869: bar = 0.44; break; case 870: bar = 0.44; break; case 871: bar = 0.44; break; case 872: bar = 0.44; break; case 873: bar = 0.44; break; case 874: bar = 0.44; break; case 875: bar = 0.44; break; case 876: bar = 0.43; break; case 877: bar = 0.43; break; case 878: bar = 0.43; break; case 879: bar = 0.43; break; case 880: bar = 0.43; break; case 881: bar = 0.43; break; case 882: bar = 0.43; break; case 883: bar = 0.42; break; case 884: bar = 0.42; break; case 885: bar = 0.42; break; case 886: bar = 0.42; break; case 887: bar = 0.42; break; case 888: bar = 0.42; break; case 889: bar = 0.42; break; case 890: bar = 0.41; break; case 891: bar = 0.41; break; case 892: bar = 0.41; break; case 893: bar = 0.41; break; case 894: bar = 0.41; break; case 895: bar = 0.41; break; case 896: bar = 0.41; break; case 897: bar = 0.41; break; case 898: bar = 0.4; break; case 899: bar = 0.4; break; case 900: bar = 0.4; break; case 901: bar = 0.4; break; case 902: bar = 0.4; break; case 903: bar = 0.4; break; case 904: bar = 0.4; break; case 905: bar = 0.39; break; case 906: bar = 0.39; break; case 907: bar = 0.39; break; case 908: bar = 0.39; break; case 909: bar = 0.39; break; case 910: bar = 0.39; break; case 911: bar = 0.39; break; case 912: bar = 0.39; break; case 913: bar = 0.38; break; case 914: bar = 0.38; break; case 915: bar = 0.38; break; case 916: bar = 0.38; break; case 917: bar = 0.38; break; case 918: bar = 0.38; break; case 919: bar = 0.38; break; case 920: bar = 0.38; break; case 921: bar = 0.37; break; case 922: bar = 0.37; break; case 923: bar = 0.37; break; case 924: bar = 0.37; break; case 925: bar = 0.37; break; case 926: bar = 0.37; break; case 927: bar = 0.37; break; case 928: bar = 0.37; break; case 929: bar = 0.36; break; case 930: bar = 0.36; break; case 931: bar = 0.36; break; case 932: bar = 0.36; break; case 933: bar = 0.36; break; case 934: bar = 0.36; break; case 935: bar = 0.36; break; case 936: bar = 0.36; break; case 937: bar = 0.35; break; case 938: bar = 0.35; break; case 939: bar = 0.35; break; case 940: bar = 0.35; break; case 941: bar = 0.35; break; case 942: bar = 0.35; break; case 943: bar = 0.35; break; case 944: bar = 0.35; break; case 945: bar = 0.34; break; case 946: bar = 0.34; break; case 947: bar = 0.34; break; case 948: bar = 0.34; break; case 949: bar = 0.34; break; case 950: bar = 0.34; break; case 951: bar = 0.34; break; case 952: bar = 0.34; break; case 953: bar = 0.33; break; case 954: bar = 0.33; break; case 955: bar = 0.33; break; case 956: bar = 0.33; break; case 957: bar = 0.33; break; case 958: bar = 0.33; break; case 959: bar = 0.33; break; case 960: bar = 0.33; break; case 961: bar = 0.32; break; case 962: bar = 0.32; break; case 963: bar = 0.32; break; case 964: bar = 0.32; break; case 965: bar = 0.32; break; case 966: bar = 0.32; break; case 967: bar = 0.32; break; case 968: bar = 0.32; break; case 969: bar = 0.32; break; case 970: bar = 0.31; break; case 971: bar = 0.31; break; case 972: bar = 0.31; break; case 973: bar = 0.31; break; case 974: bar = 0.31; break; case 975: bar = 0.31; break; case 976: bar = 0.31; break; case 977: bar = 0.31; break; case 978: bar = 0.3; break; case 979: bar = 0.3; break; case 980: bar = 0.3; break; case 981: bar = 0.3; break; case 982: bar = 0.3; break; case 983: bar = 0.3; break; case 984: bar = 0.3; break; case 985: bar = 0.3; break; case 986: bar = 0.3; break; case 987: bar = 0.29; break; case 988: bar = 0.29; break; case 989: bar = 0.29; break; case 990: bar = 0.29; break; case 991: bar = 0.29; break; case 992: bar = 0.29; break; case 993: bar = 0.29; break; case 994: bar = 0.29; break; case 995: bar = 0.29; break; case 996: bar = 0.28; break; case 997: bar = 0.28; break; case 998: bar = 0.28; break; case 999: bar = 0.28; break; case 1000: bar = 0.28; break; case 1001: bar = 0.28; break; case 1002: bar = 0.28; break; case 1003: bar = 0.28; break; case 1004: bar = 0.28; break; case 1005: bar = 0.27; break; case 1006: bar = 0.27; break; case 1007: bar = 0.27; break; case 1008: bar = 0.27; break; case 1009: bar = 0.27; break; case 1010: bar = 0.27; break; case 1011: bar = 0.27; break; case 1012: bar = 0.27; break; case 1013: bar = 0.27; break; case 1014: bar = 0.26; break; case 1015: bar = 0.26; break; case 1016: bar = 0.26; break; case 1017: bar = 0.26; break; case 1018: bar = 0.26; break; case 1019: bar = 0.26; break; case 1020: bar = 0.26; break; case 1021: bar = 0.26; break; case 1022: bar = 0.26; break; case 1023: bar = 0.26; break; case 1024: bar = 0.25; break;
case 117: bar = 6.52; break; | case 117: bar = 6.52; break; case 118: bar = 6.47; break; case 119: bar = 6.42; break; case 120: bar = 6.37; break; case 121: bar = 6.32; break; case 122: bar = 6.27; break; case 123: bar = 6.23; break; case 124: bar = 6.18; break; case 125: bar = 6.13; break; case 126: bar = 6.09; break; case 127: bar = 6.04; break; case 128: bar = 6; break; case 129: bar = 5.95; break; case 130: bar = 5.91; break; case 131: bar = 5.87; break; case 132: bar = 5.83; break; case 133: bar = 5.79; break; case 134: bar = 5.75; break; case 135: bar = 5.71; break; case 136: bar = 5.67; break; case 137: bar = 5.63; break; case 138: bar = 5.59; break; case 139: bar = 5.55; break; case 140: bar = 5.51; break; case 141: bar = 5.47; break; case 142: bar = 5.44; break; case 143: bar = 5.4; break; case 144: bar = 5.37; break; case 145: bar = 5.33; break; case 146: bar = 5.3; break; case 147: bar = 5.26; break; case 148: bar = 5.23; break; case 149: bar = 5.19; break; case 150: bar = 5.16; break; case 151: bar = 5.13; break; case 152: bar = 5.09; break; case 153: bar = 5.06; break; case 154: bar = 5.03; break; case 155: bar = 5; break; case 156: bar = 4.97; break; case 157: bar = 4.94; break; case 158: bar = 4.91; break; case 159: bar = 4.88; break; case 160: bar = 4.85; break; case 161: bar = 4.82; break; case 162: bar = 4.79; break; case 163: bar = 4.76; break; case 164: bar = 4.73; break; case 165: bar = 4.7; break; case 166: bar = 4.68; break; case 167: bar = 4.65; break; case 168: bar = 4.62; break; case 169: bar = 4.59; break; case 170: bar = 4.57; break; case 171: bar = 4.54; break; case 172: bar = 4.52; break; case 173: bar = 4.49; break; case 174: bar = 4.46; break; case 175: bar = 4.44; break; case 176: bar = 4.41; break; case 177: bar = 4.39; break; case 178: bar = 4.36; break; case 179: bar = 4.34; break; case 180: bar = 4.32; break; case 181: bar = 4.29; break; case 182: bar = 4.27; break; case 183: bar = 4.25; break; case 184: bar = 4.22; break; case 185: bar = 4.2; break; case 186: bar = 4.18; break; case 187: bar = 4.15; break; case 188: bar = 4.13; break; case 189: bar = 4.11; break; case 190: bar = 4.09; break; case 191: bar = 4.07; break; case 192: bar = 4.05; break; case 193: bar = 4.02; break; case 194: bar = 4; break; case 195: bar = 3.98; break; case 196: bar = 3.96; break; case 197: bar = 3.94; break; case 198: bar = 3.92; break; case 199: bar = 3.9; break; case 200: bar = 3.88; break; case 201: bar = 3.86; break; case 202: bar = 3.84; break; case 203: bar = 3.82; break; case 204: bar = 3.8; break; case 205: bar = 3.78; break; case 206: bar = 3.77; break; case 207: bar = 3.75; break; case 208: bar = 3.73; break; case 209: bar = 3.71; break; case 210: bar = 3.69; break; case 211: bar = 3.67; break; case 212: bar = 3.66; break; case 213: bar = 3.64; break; case 214: bar = 3.62; break; case 215: bar = 3.6; break; case 216: bar = 3.59; break; case 217: bar = 3.57; break; case 218: bar = 3.55; break; case 219: bar = 3.53; break; case 220: bar = 3.52; break; case 221: bar = 3.5; break; case 222: bar = 3.48; break; case 223: bar = 3.47; break; case 224: bar = 3.45; break; case 225: bar = 3.44; break; case 226: bar = 3.42; break; case 227: bar = 3.4; break; case 228: bar = 3.39; break; case 229: bar = 3.37; break; case 230: bar = 3.36; break; case 231: bar = 3.34; break; case 232: bar = 3.33; break; case 233: bar = 3.31; break; case 234: bar = 3.3; break; case 235: bar = 3.28; break; case 236: bar = 3.27; break; case 237: bar = 3.25; break; case 238: bar = 3.24; break; case 239: bar = 3.22; break; case 240: bar = 3.21; break; case 241: bar = 3.19; break; case 242: bar = 3.18; break; case 243: bar = 3.17; break; case 244: bar = 3.15; break; case 245: bar = 3.14; break; case 246: bar = 3.12; break; case 247: bar = 3.11; break; case 248: bar = 3.1; break; case 249: bar = 3.08; break; case 250: bar = 3.07; break; case 251: bar = 3.06; break; case 252: bar = 3.04; break; case 253: bar = 3.03; break; case 254: bar = 3.02; break; case 255: bar = 3.01; break; case 256: bar = 2.99; break; case 257: bar = 2.98; break; case 258: bar = 2.97; break; case 259: bar = 2.96; break; case 260: bar = 2.94; break; case 261: bar = 2.93; break; case 262: bar = 2.92; break; case 263: bar = 2.91; break; case 264: bar = 2.89; break; case 265: bar = 2.88; break; case 266: bar = 2.87; break; case 267: bar = 2.86; break; case 268: bar = 2.85; break; case 269: bar = 2.83; break; case 270: bar = 2.82; break; case 271: bar = 2.81; break; case 272: bar = 2.8; break; case 273: bar = 2.79; break; case 274: bar = 2.78; break; case 275: bar = 2.77; break; case 276: bar = 2.76; break; case 277: bar = 2.74; break; case 278: bar = 2.73; break; case 279: bar = 2.72; break; case 280: bar = 2.71; break; case 281: bar = 2.7; break; case 282: bar = 2.69; break; case 283: bar = 2.68; break; case 284: bar = 2.67; break; case 285: bar = 2.66; break; case 286: bar = 2.65; break; case 287: bar = 2.64; break; case 288: bar = 2.63; break; case 289: bar = 2.62; break; case 290: bar = 2.61; break; case 291: bar = 2.6; break; case 292: bar = 2.59; break; case 293: bar = 2.58; break; case 294: bar = 2.57; break; case 295: bar = 2.56; break; case 296: bar = 2.55; break; case 297: bar = 2.54; break; case 298: bar = 2.53; break; case 299: bar = 2.52; break; case 300: bar = 2.51; break; case 301: bar = 2.5; break; case 302: bar = 2.49; break; case 303: bar = 2.48; break; case 304: bar = 2.47; break; case 305: bar = 2.46; break; case 306: bar = 2.45; break; case 307: bar = 2.44; break; case 308: bar = 2.43; break; case 309: bar = 2.42; break; case 310: bar = 2.41; break; case 311: bar = 2.41; break; case 312: bar = 2.4; break; case 313: bar = 2.39; break; case 314: bar = 2.38; break; case 315: bar = 2.37; break; case 316: bar = 2.36; break; case 317: bar = 2.35; break; case 318: bar = 2.34; break; case 319: bar = 2.34; break; case 320: bar = 2.33; break; case 321: bar = 2.32; break; case 322: bar = 2.31; break; case 323: bar = 2.3; break; case 324: bar = 2.29; break; case 325: bar = 2.28; break; case 326: bar = 2.28; break; case 327: bar = 2.27; break; case 328: bar = 2.26; break; case 329: bar = 2.25; break; case 330: bar = 2.24; break; case 331: bar = 2.24; break; case 332: bar = 2.23; break; case 333: bar = 2.22; break; case 334: bar = 2.21; break; case 335: bar = 2.2; break; case 336: bar = 2.2; break; case 337: bar = 2.19; break; case 338: bar = 2.18; break; case 339: bar = 2.17; break; case 340: bar = 2.17; break; case 341: bar = 2.16; break; case 342: bar = 2.15; break; case 343: bar = 2.14; break; case 344: bar = 2.13; break; case 345: bar = 2.13; break; case 346: bar = 2.12; break; case 347: bar = 2.11; break; case 348: bar = 2.11; break; case 349: bar = 2.1; break; case 350: bar = 2.09; break; case 351: bar = 2.08; break; case 352: bar = 2.08; break; case 353: bar = 2.07; break; case 354: bar = 2.06; break; case 355: bar = 2.05; break; case 356: bar = 2.05; break; case 357: bar = 2.04; break; case 358: bar = 2.03; break; case 359: bar = 2.03; break; case 360: bar = 2.02; break; case 361: bar = 2.01; break; case 362: bar = 2.01; break; case 363: bar = 2; break; case 364: bar = 1.99; break; case 365: bar = 1.99; break; case 366: bar = 1.98; break; case 367: bar = 1.97; break; case 368: bar = 1.97; break; case 369: bar = 1.96; break; case 370: bar = 1.95; break; case 371: bar = 1.95; break; case 372: bar = 1.94; break; case 373: bar = 1.93; break; case 374: bar = 1.93; break; case 375: bar = 1.92; break; case 376: bar = 1.91; break; case 377: bar = 1.91; break; case 378: bar = 1.9; break; case 379: bar = 1.89; break; case 380: bar = 1.89; break; case 381: bar = 1.88; break; case 382: bar = 1.88; break; case 383: bar = 1.87; break; case 384: bar = 1.86; break; case 385: bar = 1.86; break; case 386: bar = 1.85; break; case 387: bar = 1.85; break; case 388: bar = 1.84; break; case 389: bar = 1.83; break; case 390: bar = 1.83; break; case 391: bar = 1.82; break; case 392: bar = 1.82; break; case 393: bar = 1.81; break; case 394: bar = 1.8; break; case 395: bar = 1.8; break; case 396: bar = 1.79; break; case 397: bar = 1.79; break; case 398: bar = 1.78; break; case 399: bar = 1.77; break; case 400: bar = 1.77; break; case 401: bar = 1.76; break; case 402: bar = 1.76; break; case 403: bar = 1.75; break; case 404: bar = 1.75; break; case 405: bar = 1.74; break; case 406: bar = 1.73; break; case 407: bar = 1.73; break; case 408: bar = 1.72; break; case 409: bar = 1.72; break; case 410: bar = 1.71; break; case 411: bar = 1.71; break; case 412: bar = 1.7; break; case 413: bar = 1.7; break; case 414: bar = 1.69; break; case 415: bar = 1.69; break; case 416: bar = 1.68; break; case 417: bar = 1.67; break; case 418: bar = 1.67; break; case 419: bar = 1.66; break; case 420: bar = 1.66; break; case 421: bar = 1.65; break; case 422: bar = 1.65; break; case 423: bar = 1.64; break; case 424: bar = 1.64; break; case 425: bar = 1.63; break; case 426: bar = 1.63; break; case 427: bar = 1.62; break; case 428: bar = 1.62; break; case 429: bar = 1.61; break; case 430: bar = 1.61; break; case 431: bar = 1.6; break; case 432: bar = 1.6; break; case 433: bar = 1.59; break; case 434: bar = 1.59; break; case 435: bar = 1.58; break; case 436: bar = 1.58; break; case 437: bar = 1.57; break; case 438: bar = 1.57; break; case 439: bar = 1.56; break; case 440: bar = 1.56; break; case 441: bar = 1.55; break; case 442: bar = 1.55; break; case 443: bar = 1.54; break; case 444: bar = 1.54; break; case 445: bar = 1.53; break; case 446: bar = 1.53; break; case 447: bar = 1.53; break; case 448: bar = 1.52; break; case 449: bar = 1.52; break; case 450: bar = 1.51; break; case 451: bar = 1.51; break; case 452: bar = 1.5; break; case 453: bar = 1.5; break; case 454: bar = 1.49; break; case 455: bar = 1.49; break; case 456: bar = 1.48; break; case 457: bar = 1.48; break; case 458: bar = 1.47; break; case 459: bar = 1.47; break; case 460: bar = 1.47; break; case 461: bar = 1.46; break; case 462: bar = 1.46; break; case 463: bar = 1.45; break; case 464: bar = 1.45; break; case 465: bar = 1.44; break; case 466: bar = 1.44; break; case 467: bar = 1.44; break; case 468: bar = 1.43; break; case 469: bar = 1.43; break; case 470: bar = 1.42; break; case 471: bar = 1.42; break; case 472: bar = 1.41; break; case 473: bar = 1.41; break; case 474: bar = 1.41; break; case 475: bar = 1.4; break; case 476: bar = 1.4; break; case 477: bar = 1.39; break; case 478: bar = 1.39; break; case 479: bar = 1.38; break; case 480: bar = 1.38; break; case 481: bar = 1.38; break; case 482: bar = 1.37; break; case 483: bar = 1.37; break; case 484: bar = 1.36; break; case 485: bar = 1.36; break; case 486: bar = 1.36; break; case 487: bar = 1.35; break; case 488: bar = 1.35; break; case 489: bar = 1.34; break; case 490: bar = 1.34; break; case 491: bar = 1.34; break; case 492: bar = 1.33; break; case 493: bar = 1.33; break; case 494: bar = 1.32; break; case 495: bar = 1.32; break; case 496: bar = 1.32; break; case 497: bar = 1.31; break; case 498: bar = 1.31; break; case 499: bar = 1.3; break; case 500: bar = 1.3; break; case 501: bar = 1.3; break; case 502: bar = 1.29; break; case 503: bar = 1.29; break; case 504: bar = 1.29; break; case 505: bar = 1.28; break; case 506: bar = 1.28; break; case 507: bar = 1.27; break; case 508: bar = 1.27; break; case 509: bar = 1.27; break; case 510: bar = 1.26; break; case 511: bar = 1.26; break; case 512: bar = 1.26; break; case 513: bar = 1.25; break; case 514: bar = 1.25; break; case 515: bar = 1.24; break; case 516: bar = 1.24; break; case 517: bar = 1.24; break; case 518: bar = 1.23; break; case 519: bar = 1.23; break; case 520: bar = 1.23; break; case 521: bar = 1.22; break; case 522: bar = 1.22; break; case 523: bar = 1.22; break; case 524: bar = 1.21; break; case 525: bar = 1.21; break; case 526: bar = 1.21; break; case 527: bar = 1.2; break; case 528: bar = 1.2; break; case 529: bar = 1.2; break; case 530: bar = 1.19; break; case 531: bar = 1.19; break; case 532: bar = 1.18; break; case 533: bar = 1.18; break; case 534: bar = 1.18; break; case 535: bar = 1.17; break; case 536: bar = 1.17; break; case 537: bar = 1.17; break; case 538: bar = 1.16; break; case 539: bar = 1.16; break; case 540: bar = 1.16; break; case 541: bar = 1.15; break; case 542: bar = 1.15; break; case 543: bar = 1.15; break; case 544: bar = 1.14; break; case 545: bar = 1.14; break; case 546: bar = 1.14; break; case 547: bar = 1.13; break; case 548: bar = 1.13; break; case 549: bar = 1.13; break; case 550: bar = 1.12; break; case 551: bar = 1.12; break; case 552: bar = 1.12; break; case 553: bar = 1.12; break; case 554: bar = 1.11; break; case 555: bar = 1.11; break; case 556: bar = 1.11; break; case 557: bar = 1.1; break; case 558: bar = 1.1; break; case 559: bar = 1.1; break; case 560: bar = 1.09; break; case 561: bar = 1.09; break; case 562: bar = 1.09; break; case 563: bar = 1.08; break; case 564: bar = 1.08; break; case 565: bar = 1.08; break; case 566: bar = 1.07; break; case 567: bar = 1.07; break; case 568: bar = 1.07; break; case 569: bar = 1.07; break; case 570: bar = 1.06; break; case 571: bar = 1.06; break; case 572: bar = 1.06; break; case 573: bar = 1.05; break; case 574: bar = 1.05; break; case 575: bar = 1.05; break; case 576: bar = 1.04; break; case 577: bar = 1.04; break; case 578: bar = 1.04; break; case 579: bar = 1.04; break; case 580: bar = 1.03; break; case 581: bar = 1.03; break; case 582: bar = 1.03; break; case 583: bar = 1.02; break; case 584: bar = 1.02; break; case 585: bar = 1.02; break; case 586: bar = 1.02; break; case 587: bar = 1.01; break; case 588: bar = 1.01; break; case 589: bar = 1.01; break; case 590: bar = 1; break; case 591: bar = 1; break; case 592: bar = 1; break; case 593: bar = 1; break; case 594: bar = 0.99; break; case 595: bar = 0.99; break; case 596: bar = 0.99; break; case 597: bar = 0.98; break; case 598: bar = 0.98; break; case 599: bar = 0.98; break; case 600: bar = 0.98; break; case 601: bar = 0.97; break; case 602: bar = 0.97; break; case 603: bar = 0.97; break; case 604: bar = 0.96; break; case 605: bar = 0.96; break; case 606: bar = 0.96; break; case 607: bar = 0.96; break; case 608: bar = 0.95; break; case 609: bar = 0.95; break; case 610: bar = 0.95; break; case 611: bar = 0.95; break; case 612: bar = 0.94; break; case 613: bar = 0.94; break; case 614: bar = 0.94; break; case 615: bar = 0.94; break; case 616: bar = 0.93; break; case 617: bar = 0.93; break; case 618: bar = 0.93; break; case 619: bar = 0.92; break; case 620: bar = 0.92; break; case 621: bar = 0.92; break; case 622: bar = 0.92; break; case 623: bar = 0.91; break; case 624: bar = 0.91; break; case 625: bar = 0.91; break; case 626: bar = 0.91; break; case 627: bar = 0.9; break; case 628: bar = 0.9; break; case 629: bar = 0.9; break; case 630: bar = 0.9; break; case 631: bar = 0.89; break; case 632: bar = 0.89; break; case 633: bar = 0.89; break; case 634: bar = 0.89; break; case 635: bar = 0.88; break; case 636: bar = 0.88; break; case 637: bar = 0.88; break; case 638: bar = 0.88; break; case 639: bar = 0.87; break; case 640: bar = 0.87; break; case 641: bar = 0.87; break; case 642: bar = 0.87; break; case 643: bar = 0.86; break; case 644: bar = 0.86; break; case 645: bar = 0.86; break; case 646: bar = 0.86; break; case 647: bar = 0.85; break; case 648: bar = 0.85; break; case 649: bar = 0.85; break; case 650: bar = 0.85; break; case 651: bar = 0.84; break; case 652: bar = 0.84; break; case 653: bar = 0.84; break; case 654: bar = 0.84; break; case 655: bar = 0.84; break; case 656: bar = 0.83; break; case 657: bar = 0.83; break; case 658: bar = 0.83; break; case 659: bar = 0.83; break; case 660: bar = 0.82; break; case 661: bar = 0.82; break; case 662: bar = 0.82; break; case 663: bar = 0.82; break; case 664: bar = 0.81; break; case 665: bar = 0.81; break; case 666: bar = 0.81; break; case 667: bar = 0.81; break; case 668: bar = 0.81; break; case 669: bar = 0.8; break; case 670: bar = 0.8; break; case 671: bar = 0.8; break; case 672: bar = 0.8; break; case 673: bar = 0.79; break; case 674: bar = 0.79; break; case 675: bar = 0.79; break; case 676: bar = 0.79; break; case 677: bar = 0.78; break; case 678: bar = 0.78; break; case 679: bar = 0.78; break; case 680: bar = 0.78; break; case 681: bar = 0.78; break; case 682: bar = 0.77; break; case 683: bar = 0.77; break; case 684: bar = 0.77; break; case 685: bar = 0.77; break; case 686: bar = 0.77; break; case 687: bar = 0.76; break; case 688: bar = 0.76; break; case 689: bar = 0.76; break; case 690: bar = 0.76; break; case 691: bar = 0.75; break; case 692: bar = 0.75; break; case 693: bar = 0.75; break; case 694: bar = 0.75; break; case 695: bar = 0.75; break; case 696: bar = 0.74; break; case 697: bar = 0.74; break; case 698: bar = 0.74; break; case 699: bar = 0.74; break; case 700: bar = 0.74; break; case 701: bar = 0.73; break; case 702: bar = 0.73; break; case 703: bar = 0.73; break; case 704: bar = 0.73; break; case 705: bar = 0.72; break; case 706: bar = 0.72; break; case 707: bar = 0.72; break; case 708: bar = 0.72; break; case 709: bar = 0.72; break; case 710: bar = 0.71; break; case 711: bar = 0.71; break; case 712: bar = 0.71; break; case 713: bar = 0.71; break; case 714: bar = 0.71; break; case 715: bar = 0.7; break; case 716: bar = 0.7; break; case 717: bar = 0.7; break; case 718: bar = 0.7; break; case 719: bar = 0.7; break; case 720: bar = 0.69; break; case 721: bar = 0.69; break; case 722: bar = 0.69; break; case 723: bar = 0.69; break; case 724: bar = 0.69; break; case 725: bar = 0.68; break; case 726: bar = 0.68; break; case 727: bar = 0.68; break; case 728: bar = 0.68; break; case 729: bar = 0.68; break; case 730: bar = 0.67; break; case 731: bar = 0.67; break; case 732: bar = 0.67; break; case 733: bar = 0.67; break; case 734: bar = 0.67; break; case 735: bar = 0.67; break; case 736: bar = 0.66; break; case 737: bar = 0.66; break; case 738: bar = 0.66; break; case 739: bar = 0.66; break; case 740: bar = 0.66; break; case 741: bar = 0.65; break; case 742: bar = 0.65; break; case 743: bar = 0.65; break; case 744: bar = 0.65; break; case 745: bar = 0.65; break; case 746: bar = 0.64; break; case 747: bar = 0.64; break; case 748: bar = 0.64; break; case 749: bar = 0.64; break; case 750: bar = 0.64; break; case 751: bar = 0.64; break; case 752: bar = 0.63; break; case 753: bar = 0.63; break; case 754: bar = 0.63; break; case 755: bar = 0.63; break; case 756: bar = 0.63; break; case 757: bar = 0.62; break; case 758: bar = 0.62; break; case 759: bar = 0.62; break; case 760: bar = 0.62; break; case 761: bar = 0.62; break; case 762: bar = 0.61; break; case 763: bar = 0.61; break; case 764: bar = 0.61; break; case 765: bar = 0.61; break; case 766: bar = 0.61; break; case 767: bar = 0.61; break; case 768: bar = 0.6; break; case 769: bar = 0.6; break; case 770: bar = 0.6; break; case 771: bar = 0.6; break; case 772: bar = 0.6; break; case 773: bar = 0.6; break; case 774: bar = 0.59; break; case 775: bar = 0.59; break; case 776: bar = 0.59; break; case 777: bar = 0.59; break; case 778: bar = 0.59; break; case 779: bar = 0.59; break; case 780: bar = 0.58; break; case 781: bar = 0.58; break; case 782: bar = 0.58; break; case 783: bar = 0.58; break; case 784: bar = 0.58; break; case 785: bar = 0.57; break; case 786: bar = 0.57; break; case 787: bar = 0.57; break; case 788: bar = 0.57; break; case 789: bar = 0.57; break; case 790: bar = 0.57; break; case 791: bar = 0.56; break; case 792: bar = 0.56; break; case 793: bar = 0.56; break; case 794: bar = 0.56; break; case 795: bar = 0.56; break; case 796: bar = 0.56; break; case 797: bar = 0.55; break; case 798: bar = 0.55; break; case 799: bar = 0.55; break; case 800: bar = 0.55; break; case 801: bar = 0.55; break; case 802: bar = 0.55; break; case 803: bar = 0.54; break; case 804: bar = 0.54; break; case 805: bar = 0.54; break; case 806: bar = 0.54; break; case 807: bar = 0.54; break; case 808: bar = 0.54; break; case 809: bar = 0.53; break; case 810: bar = 0.53; break; case 811: bar = 0.53; break; case 812: bar = 0.53; break; case 813: bar = 0.53; break; case 814: bar = 0.53; break; case 815: bar = 0.53; break; case 816: bar = 0.52; break; case 817: bar = 0.52; break; case 818: bar = 0.52; break; case 819: bar = 0.52; break; case 820: bar = 0.52; break; case 821: bar = 0.52; break; case 822: bar = 0.51; break; case 823: bar = 0.51; break; case 824: bar = 0.51; break; case 825: bar = 0.51; break; case 826: bar = 0.51; break; case 827: bar = 0.51; break; case 828: bar = 0.5; break; case 829: bar = 0.5; break; case 830: bar = 0.5; break; case 831: bar = 0.5; break; case 832: bar = 0.5; break; case 833: bar = 0.5; break; case 834: bar = 0.5; break; case 835: bar = 0.49; break; case 836: bar = 0.49; break; case 837: bar = 0.49; break; case 838: bar = 0.49; break; case 839: bar = 0.49; break; case 840: bar = 0.49; break; case 841: bar = 0.48; break; case 842: bar = 0.48; break; case 843: bar = 0.48; break; case 844: bar = 0.48; break; case 845: bar = 0.48; break; case 846: bar = 0.48; break; case 847: bar = 0.48; break; case 848: bar = 0.47; break; case 849: bar = 0.47; break; case 850: bar = 0.47; break; case 851: bar = 0.47; break; case 852: bar = 0.47; break; case 853: bar = 0.47; break; case 854: bar = 0.47; break; case 855: bar = 0.46; break; case 856: bar = 0.46; break; case 857: bar = 0.46; break; case 858: bar = 0.46; break; case 859: bar = 0.46; break; case 860: bar = 0.46; break; case 861: bar = 0.46; break; case 862: bar = 0.45; break; case 863: bar = 0.45; break; case 864: bar = 0.45; break; case 865: bar = 0.45; break; case 866: bar = 0.45; break; case 867: bar = 0.45; break; case 868: bar = 0.45; break; case 869: bar = 0.44; break; case 870: bar = 0.44; break; case 871: bar = 0.44; break; case 872: bar = 0.44; break; case 873: bar = 0.44; break; case 874: bar = 0.44; break; case 875: bar = 0.44; break; case 876: bar = 0.43; break; case 877: bar = 0.43; break; case 878: bar = 0.43; break; case 879: bar = 0.43; break; case 880: bar = 0.43; break; case 881: bar = 0.43; break; case 882: bar = 0.43; break; case 883: bar = 0.42; break; case 884: bar = 0.42; break; case 885: bar = 0.42; break; case 886: bar = 0.42; break; case 887: bar = 0.42; break; case 888: bar = 0.42; break; case 889: bar = 0.42; break; case 890: bar = 0.41; break; case 891: bar = 0.41; break; case 892: bar = 0.41; break; case 893: bar = 0.41; break; case 894: bar = 0.41; break; case 895: bar = 0.41; break; case 896: bar = 0.41; break; case 897: bar = 0.41; break; case 898: bar = 0.4; break; case 899: bar = 0.4; break; case 900: bar = 0.4; break; case 901: bar = 0.4; break; case 902: bar = 0.4; break; case 903: bar = 0.4; break; case 904: bar = 0.4; break; case 905: bar = 0.39; break; case 906: bar = 0.39; break; case 907: bar = 0.39; break; case 908: bar = 0.39; break; case 909: bar = 0.39; break; case 910: bar = 0.39; break; case 911: bar = 0.39; break; case 912: bar = 0.39; break; case 913: bar = 0.38; break; case 914: bar = 0.38; break; case 915: bar = 0.38; break; case 916: bar = 0.38; break; case 917: bar = 0.38; break; case 918: bar = 0.38; break; case 919: bar = 0.38; break; case 920: bar = 0.38; break; case 921: bar = 0.37; break; case 922: bar = 0.37; break; case 923: bar = 0.37; break; case 924: bar = 0.37; break; case 925: bar = 0.37; break; case 926: bar = 0.37; break; case 927: bar = 0.37; break; case 928: bar = 0.37; break; case 929: bar = 0.36; break; case 930: bar = 0.36; break; case 931: bar = 0.36; break; case 932: bar = 0.36; break; case 933: bar = 0.36; break; case 934: bar = 0.36; break; case 935: bar = 0.36; break; case 936: bar = 0.36; break; case 937: bar = 0.35; break; case 938: bar = 0.35; break; case 939: bar = 0.35; break; case 940: bar = 0.35; break; case 941: bar = 0.35; break; case 942: bar = 0.35; break; case 943: bar = 0.35; break; case 944: bar = 0.35; break; case 945: bar = 0.34; break; case 946: bar = 0.34; break; case 947: bar = 0.34; break; case 948: bar = 0.34; break; case 949: bar = 0.34; break; case 950: bar = 0.34; break; case 951: bar = 0.34; break; case 952: bar = 0.34; break; case 953: bar = 0.33; break; case 954: bar = 0.33; break; case 955: bar = 0.33; break; case 956: bar = 0.33; break; case 957: bar = 0.33; break; case 958: bar = 0.33; break; case 959: bar = 0.33; break; case 960: bar = 0.33; break; case 961: bar = 0.32; break; case 962: bar = 0.32; break; case 963: bar = 0.32; break; case 964: bar = 0.32; break; case 965: bar = 0.32; break; case 966: bar = 0.32; break; case 967: bar = 0.32; break; case 968: bar = 0.32; break; case 969: bar = 0.32; break; case 970: bar = 0.31; break; case 971: bar = 0.31; break; case 972: bar = 0.31; break; case 973: bar = 0.31; break; case 974: bar = 0.31; break; case 975: bar = 0.31; break; case 976: bar = 0.31; break; case 977: bar = 0.31; break; case 978: bar = 0.3; break; case 979: bar = 0.3; break; case 980: bar = 0.3; break; case 981: bar = 0.3; break; case 982: bar = 0.3; break; case 983: bar = 0.3; break; case 984: bar = 0.3; break; case 985: bar = 0.3; break; case 986: bar = 0.3; break; case 987: bar = 0.29; break; case 988: bar = 0.29; break; case 989: bar = 0.29; break; case 990: bar = 0.29; break; case 991: bar = 0.29; break; case 992: bar = 0.29; break; case 993: bar = 0.29; break; case 994: bar = 0.29; break; case 995: bar = 0.29; break; case 996: bar = 0.28; break; case 997: bar = 0.28; break; case 998: bar = 0.28; break; case 999: bar = 0.28; break; case 1000: bar = 0.28; break; case 1001: bar = 0.28; break; case 1002: bar = 0.28; break; case 1003: bar = 0.28; break; case 1004: bar = 0.28; break; case 1005: bar = 0.27; break; case 1006: bar = 0.27; break; case 1007: bar = 0.27; break; case 1008: bar = 0.27; break; case 1009: bar = 0.27; break; case 1010: bar = 0.27; break; case 1011: bar = 0.27; break; case 1012: bar = 0.27; break; case 1013: bar = 0.27; break; case 1014: bar = 0.26; break; case 1015: bar = 0.26; break; case 1016: bar = 0.26; break; case 1017: bar = 0.26; break; case 1018: bar = 0.26; break; case 1019: bar = 0.26; break; case 1020: bar = 0.26; break; case 1021: bar = 0.26; break; case 1022: bar = 0.26; break; case 1023: bar = 0.26; break; case 1024: bar = 0.25; break;
case 118: bar = 6.47; break; | case 118: bar = 6.47; break; case 119: bar = 6.42; break; case 120: bar = 6.37; break; case 121: bar = 6.32; break; case 122: bar = 6.27; break; case 123: bar = 6.23; break; case 124: bar = 6.18; break; case 125: bar = 6.13; break; case 126: bar = 6.09; break; case 127: bar = 6.04; break; case 128: bar = 6; break; case 129: bar = 5.95; break; case 130: bar = 5.91; break; case 131: bar = 5.87; break; case 132: bar = 5.83; break; case 133: bar = 5.79; break; case 134: bar = 5.75; break; case 135: bar = 5.71; break; case 136: bar = 5.67; break; case 137: bar = 5.63; break; case 138: bar = 5.59; break; case 139: bar = 5.55; break; case 140: bar = 5.51; break; case 141: bar = 5.47; break; case 142: bar = 5.44; break; case 143: bar = 5.4; break; case 144: bar = 5.37; break; case 145: bar = 5.33; break; case 146: bar = 5.3; break; case 147: bar = 5.26; break; case 148: bar = 5.23; break; case 149: bar = 5.19; break; case 150: bar = 5.16; break; case 151: bar = 5.13; break; case 152: bar = 5.09; break; case 153: bar = 5.06; break; case 154: bar = 5.03; break; case 155: bar = 5; break; case 156: bar = 4.97; break; case 157: bar = 4.94; break; case 158: bar = 4.91; break; case 159: bar = 4.88; break; case 160: bar = 4.85; break; case 161: bar = 4.82; break; case 162: bar = 4.79; break; case 163: bar = 4.76; break; case 164: bar = 4.73; break; case 165: bar = 4.7; break; case 166: bar = 4.68; break; case 167: bar = 4.65; break; case 168: bar = 4.62; break; case 169: bar = 4.59; break; case 170: bar = 4.57; break; case 171: bar = 4.54; break; case 172: bar = 4.52; break; case 173: bar = 4.49; break; case 174: bar = 4.46; break; case 175: bar = 4.44; break; case 176: bar = 4.41; break; case 177: bar = 4.39; break; case 178: bar = 4.36; break; case 179: bar = 4.34; break; case 180: bar = 4.32; break; case 181: bar = 4.29; break; case 182: bar = 4.27; break; case 183: bar = 4.25; break; case 184: bar = 4.22; break; case 185: bar = 4.2; break; case 186: bar = 4.18; break; case 187: bar = 4.15; break; case 188: bar = 4.13; break; case 189: bar = 4.11; break; case 190: bar = 4.09; break; case 191: bar = 4.07; break; case 192: bar = 4.05; break; case 193: bar = 4.02; break; case 194: bar = 4; break; case 195: bar = 3.98; break; case 196: bar = 3.96; break; case 197: bar = 3.94; break; case 198: bar = 3.92; break; case 199: bar = 3.9; break; case 200: bar = 3.88; break; case 201: bar = 3.86; break; case 202: bar = 3.84; break; case 203: bar = 3.82; break; case 204: bar = 3.8; break; case 205: bar = 3.78; break; case 206: bar = 3.77; break; case 207: bar = 3.75; break; case 208: bar = 3.73; break; case 209: bar = 3.71; break; case 210: bar = 3.69; break; case 211: bar = 3.67; break; case 212: bar = 3.66; break; case 213: bar = 3.64; break; case 214: bar = 3.62; break; case 215: bar = 3.6; break; case 216: bar = 3.59; break; case 217: bar = 3.57; break; case 218: bar = 3.55; break; case 219: bar = 3.53; break; case 220: bar = 3.52; break; case 221: bar = 3.5; break; case 222: bar = 3.48; break; case 223: bar = 3.47; break; case 224: bar = 3.45; break; case 225: bar = 3.44; break; case 226: bar = 3.42; break; case 227: bar = 3.4; break; case 228: bar = 3.39; break; case 229: bar = 3.37; break; case 230: bar = 3.36; break; case 231: bar = 3.34; break; case 232: bar = 3.33; break; case 233: bar = 3.31; break; case 234: bar = 3.3; break; case 235: bar = 3.28; break; case 236: bar = 3.27; break; case 237: bar = 3.25; break; case 238: bar = 3.24; break; case 239: bar = 3.22; break; case 240: bar = 3.21; break; case 241: bar = 3.19; break; case 242: bar = 3.18; break; case 243: bar = 3.17; break; case 244: bar = 3.15; break; case 245: bar = 3.14; break; case 246: bar = 3.12; break; case 247: bar = 3.11; break; case 248: bar = 3.1; break; case 249: bar = 3.08; break; case 250: bar = 3.07; break; case 251: bar = 3.06; break; case 252: bar = 3.04; break; case 253: bar = 3.03; break; case 254: bar = 3.02; break; case 255: bar = 3.01; break; case 256: bar = 2.99; break; case 257: bar = 2.98; break; case 258: bar = 2.97; break; case 259: bar = 2.96; break; case 260: bar = 2.94; break; case 261: bar = 2.93; break; case 262: bar = 2.92; break; case 263: bar = 2.91; break; case 264: bar = 2.89; break; case 265: bar = 2.88; break; case 266: bar = 2.87; break; case 267: bar = 2.86; break; case 268: bar = 2.85; break; case 269: bar = 2.83; break; case 270: bar = 2.82; break; case 271: bar = 2.81; break; case 272: bar = 2.8; break; case 273: bar = 2.79; break; case 274: bar = 2.78; break; case 275: bar = 2.77; break; case 276: bar = 2.76; break; case 277: bar = 2.74; break; case 278: bar = 2.73; break; case 279: bar = 2.72; break; case 280: bar = 2.71; break; case 281: bar = 2.7; break; case 282: bar = 2.69; break; case 283: bar = 2.68; break; case 284: bar = 2.67; break; case 285: bar = 2.66; break; case 286: bar = 2.65; break; case 287: bar = 2.64; break; case 288: bar = 2.63; break; case 289: bar = 2.62; break; case 290: bar = 2.61; break; case 291: bar = 2.6; break; case 292: bar = 2.59; break; case 293: bar = 2.58; break; case 294: bar = 2.57; break; case 295: bar = 2.56; break; case 296: bar = 2.55; break; case 297: bar = 2.54; break; case 298: bar = 2.53; break; case 299: bar = 2.52; break; case 300: bar = 2.51; break; case 301: bar = 2.5; break; case 302: bar = 2.49; break; case 303: bar = 2.48; break; case 304: bar = 2.47; break; case 305: bar = 2.46; break; case 306: bar = 2.45; break; case 307: bar = 2.44; break; case 308: bar = 2.43; break; case 309: bar = 2.42; break; case 310: bar = 2.41; break; case 311: bar = 2.41; break; case 312: bar = 2.4; break; case 313: bar = 2.39; break; case 314: bar = 2.38; break; case 315: bar = 2.37; break; case 316: bar = 2.36; break; case 317: bar = 2.35; break; case 318: bar = 2.34; break; case 319: bar = 2.34; break; case 320: bar = 2.33; break; case 321: bar = 2.32; break; case 322: bar = 2.31; break; case 323: bar = 2.3; break; case 324: bar = 2.29; break; case 325: bar = 2.28; break; case 326: bar = 2.28; break; case 327: bar = 2.27; break; case 328: bar = 2.26; break; case 329: bar = 2.25; break; case 330: bar = 2.24; break; case 331: bar = 2.24; break; case 332: bar = 2.23; break; case 333: bar = 2.22; break; case 334: bar = 2.21; break; case 335: bar = 2.2; break; case 336: bar = 2.2; break; case 337: bar = 2.19; break; case 338: bar = 2.18; break; case 339: bar = 2.17; break; case 340: bar = 2.17; break; case 341: bar = 2.16; break; case 342: bar = 2.15; break; case 343: bar = 2.14; break; case 344: bar = 2.13; break; case 345: bar = 2.13; break; case 346: bar = 2.12; break; case 347: bar = 2.11; break; case 348: bar = 2.11; break; case 349: bar = 2.1; break; case 350: bar = 2.09; break; case 351: bar = 2.08; break; case 352: bar = 2.08; break; case 353: bar = 2.07; break; case 354: bar = 2.06; break; case 355: bar = 2.05; break; case 356: bar = 2.05; break; case 357: bar = 2.04; break; case 358: bar = 2.03; break; case 359: bar = 2.03; break; case 360: bar = 2.02; break; case 361: bar = 2.01; break; case 362: bar = 2.01; break; case 363: bar = 2; break; case 364: bar = 1.99; break; case 365: bar = 1.99; break; case 366: bar = 1.98; break; case 367: bar = 1.97; break; case 368: bar = 1.97; break; case 369: bar = 1.96; break; case 370: bar = 1.95; break; case 371: bar = 1.95; break; case 372: bar = 1.94; break; case 373: bar = 1.93; break; case 374: bar = 1.93; break; case 375: bar = 1.92; break; case 376: bar = 1.91; break; case 377: bar = 1.91; break; case 378: bar = 1.9; break; case 379: bar = 1.89; break; case 380: bar = 1.89; break; case 381: bar = 1.88; break; case 382: bar = 1.88; break; case 383: bar = 1.87; break; case 384: bar = 1.86; break; case 385: bar = 1.86; break; case 386: bar = 1.85; break; case 387: bar = 1.85; break; case 388: bar = 1.84; break; case 389: bar = 1.83; break; case 390: bar = 1.83; break; case 391: bar = 1.82; break; case 392: bar = 1.82; break; case 393: bar = 1.81; break; case 394: bar = 1.8; break; case 395: bar = 1.8; break; case 396: bar = 1.79; break; case 397: bar = 1.79; break; case 398: bar = 1.78; break; case 399: bar = 1.77; break; case 400: bar = 1.77; break; case 401: bar = 1.76; break; case 402: bar = 1.76; break; case 403: bar = 1.75; break; case 404: bar = 1.75; break; case 405: bar = 1.74; break; case 406: bar = 1.73; break; case 407: bar = 1.73; break; case 408: bar = 1.72; break; case 409: bar = 1.72; break; case 410: bar = 1.71; break; case 411: bar = 1.71; break; case 412: bar = 1.7; break; case 413: bar = 1.7; break; case 414: bar = 1.69; break; case 415: bar = 1.69; break; case 416: bar = 1.68; break; case 417: bar = 1.67; break; case 418: bar = 1.67; break; case 419: bar = 1.66; break; case 420: bar = 1.66; break; case 421: bar = 1.65; break; case 422: bar = 1.65; break; case 423: bar = 1.64; break; case 424: bar = 1.64; break; case 425: bar = 1.63; break; case 426: bar = 1.63; break; case 427: bar = 1.62; break; case 428: bar = 1.62; break; case 429: bar = 1.61; break; case 430: bar = 1.61; break; case 431: bar = 1.6; break; case 432: bar = 1.6; break; case 433: bar = 1.59; break; case 434: bar = 1.59; break; case 435: bar = 1.58; break; case 436: bar = 1.58; break; case 437: bar = 1.57; break; case 438: bar = 1.57; break; case 439: bar = 1.56; break; case 440: bar = 1.56; break; case 441: bar = 1.55; break; case 442: bar = 1.55; break; case 443: bar = 1.54; break; case 444: bar = 1.54; break; case 445: bar = 1.53; break; case 446: bar = 1.53; break; case 447: bar = 1.53; break; case 448: bar = 1.52; break; case 449: bar = 1.52; break; case 450: bar = 1.51; break; case 451: bar = 1.51; break; case 452: bar = 1.5; break; case 453: bar = 1.5; break; case 454: bar = 1.49; break; case 455: bar = 1.49; break; case 456: bar = 1.48; break; case 457: bar = 1.48; break; case 458: bar = 1.47; break; case 459: bar = 1.47; break; case 460: bar = 1.47; break; case 461: bar = 1.46; break; case 462: bar = 1.46; break; case 463: bar = 1.45; break; case 464: bar = 1.45; break; case 465: bar = 1.44; break; case 466: bar = 1.44; break; case 467: bar = 1.44; break; case 468: bar = 1.43; break; case 469: bar = 1.43; break; case 470: bar = 1.42; break; case 471: bar = 1.42; break; case 472: bar = 1.41; break; case 473: bar = 1.41; break; case 474: bar = 1.41; break; case 475: bar = 1.4; break; case 476: bar = 1.4; break; case 477: bar = 1.39; break; case 478: bar = 1.39; break; case 479: bar = 1.38; break; case 480: bar = 1.38; break; case 481: bar = 1.38; break; case 482: bar = 1.37; break; case 483: bar = 1.37; break; case 484: bar = 1.36; break; case 485: bar = 1.36; break; case 486: bar = 1.36; break; case 487: bar = 1.35; break; case 488: bar = 1.35; break; case 489: bar = 1.34; break; case 490: bar = 1.34; break; case 491: bar = 1.34; break; case 492: bar = 1.33; break; case 493: bar = 1.33; break; case 494: bar = 1.32; break; case 495: bar = 1.32; break; case 496: bar = 1.32; break; case 497: bar = 1.31; break; case 498: bar = 1.31; break; case 499: bar = 1.3; break; case 500: bar = 1.3; break; case 501: bar = 1.3; break; case 502: bar = 1.29; break; case 503: bar = 1.29; break; case 504: bar = 1.29; break; case 505: bar = 1.28; break; case 506: bar = 1.28; break; case 507: bar = 1.27; break; case 508: bar = 1.27; break; case 509: bar = 1.27; break; case 510: bar = 1.26; break; case 511: bar = 1.26; break; case 512: bar = 1.26; break; case 513: bar = 1.25; break; case 514: bar = 1.25; break; case 515: bar = 1.24; break; case 516: bar = 1.24; break; case 517: bar = 1.24; break; case 518: bar = 1.23; break; case 519: bar = 1.23; break; case 520: bar = 1.23; break; case 521: bar = 1.22; break; case 522: bar = 1.22; break; case 523: bar = 1.22; break; case 524: bar = 1.21; break; case 525: bar = 1.21; break; case 526: bar = 1.21; break; case 527: bar = 1.2; break; case 528: bar = 1.2; break; case 529: bar = 1.2; break; case 530: bar = 1.19; break; case 531: bar = 1.19; break; case 532: bar = 1.18; break; case 533: bar = 1.18; break; case 534: bar = 1.18; break; case 535: bar = 1.17; break; case 536: bar = 1.17; break; case 537: bar = 1.17; break; case 538: bar = 1.16; break; case 539: bar = 1.16; break; case 540: bar = 1.16; break; case 541: bar = 1.15; break; case 542: bar = 1.15; break; case 543: bar = 1.15; break; case 544: bar = 1.14; break; case 545: bar = 1.14; break; case 546: bar = 1.14; break; case 547: bar = 1.13; break; case 548: bar = 1.13; break; case 549: bar = 1.13; break; case 550: bar = 1.12; break; case 551: bar = 1.12; break; case 552: bar = 1.12; break; case 553: bar = 1.12; break; case 554: bar = 1.11; break; case 555: bar = 1.11; break; case 556: bar = 1.11; break; case 557: bar = 1.1; break; case 558: bar = 1.1; break; case 559: bar = 1.1; break; case 560: bar = 1.09; break; case 561: bar = 1.09; break; case 562: bar = 1.09; break; case 563: bar = 1.08; break; case 564: bar = 1.08; break; case 565: bar = 1.08; break; case 566: bar = 1.07; break; case 567: bar = 1.07; break; case 568: bar = 1.07; break; case 569: bar = 1.07; break; case 570: bar = 1.06; break; case 571: bar = 1.06; break; case 572: bar = 1.06; break; case 573: bar = 1.05; break; case 574: bar = 1.05; break; case 575: bar = 1.05; break; case 576: bar = 1.04; break; case 577: bar = 1.04; break; case 578: bar = 1.04; break; case 579: bar = 1.04; break; case 580: bar = 1.03; break; case 581: bar = 1.03; break; case 582: bar = 1.03; break; case 583: bar = 1.02; break; case 584: bar = 1.02; break; case 585: bar = 1.02; break; case 586: bar = 1.02; break; case 587: bar = 1.01; break; case 588: bar = 1.01; break; case 589: bar = 1.01; break; case 590: bar = 1; break; case 591: bar = 1; break; case 592: bar = 1; break; case 593: bar = 1; break; case 594: bar = 0.99; break; case 595: bar = 0.99; break; case 596: bar = 0.99; break; case 597: bar = 0.98; break; case 598: bar = 0.98; break; case 599: bar = 0.98; break; case 600: bar = 0.98; break; case 601: bar = 0.97; break; case 602: bar = 0.97; break; case 603: bar = 0.97; break; case 604: bar = 0.96; break; case 605: bar = 0.96; break; case 606: bar = 0.96; break; case 607: bar = 0.96; break; case 608: bar = 0.95; break; case 609: bar = 0.95; break; case 610: bar = 0.95; break; case 611: bar = 0.95; break; case 612: bar = 0.94; break; case 613: bar = 0.94; break; case 614: bar = 0.94; break; case 615: bar = 0.94; break; case 616: bar = 0.93; break; case 617: bar = 0.93; break; case 618: bar = 0.93; break; case 619: bar = 0.92; break; case 620: bar = 0.92; break; case 621: bar = 0.92; break; case 622: bar = 0.92; break; case 623: bar = 0.91; break; case 624: bar = 0.91; break; case 625: bar = 0.91; break; case 626: bar = 0.91; break; case 627: bar = 0.9; break; case 628: bar = 0.9; break; case 629: bar = 0.9; break; case 630: bar = 0.9; break; case 631: bar = 0.89; break; case 632: bar = 0.89; break; case 633: bar = 0.89; break; case 634: bar = 0.89; break; case 635: bar = 0.88; break; case 636: bar = 0.88; break; case 637: bar = 0.88; break; case 638: bar = 0.88; break; case 639: bar = 0.87; break; case 640: bar = 0.87; break; case 641: bar = 0.87; break; case 642: bar = 0.87; break; case 643: bar = 0.86; break; case 644: bar = 0.86; break; case 645: bar = 0.86; break; case 646: bar = 0.86; break; case 647: bar = 0.85; break; case 648: bar = 0.85; break; case 649: bar = 0.85; break; case 650: bar = 0.85; break; case 651: bar = 0.84; break; case 652: bar = 0.84; break; case 653: bar = 0.84; break; case 654: bar = 0.84; break; case 655: bar = 0.84; break; case 656: bar = 0.83; break; case 657: bar = 0.83; break; case 658: bar = 0.83; break; case 659: bar = 0.83; break; case 660: bar = 0.82; break; case 661: bar = 0.82; break; case 662: bar = 0.82; break; case 663: bar = 0.82; break; case 664: bar = 0.81; break; case 665: bar = 0.81; break; case 666: bar = 0.81; break; case 667: bar = 0.81; break; case 668: bar = 0.81; break; case 669: bar = 0.8; break; case 670: bar = 0.8; break; case 671: bar = 0.8; break; case 672: bar = 0.8; break; case 673: bar = 0.79; break; case 674: bar = 0.79; break; case 675: bar = 0.79; break; case 676: bar = 0.79; break; case 677: bar = 0.78; break; case 678: bar = 0.78; break; case 679: bar = 0.78; break; case 680: bar = 0.78; break; case 681: bar = 0.78; break; case 682: bar = 0.77; break; case 683: bar = 0.77; break; case 684: bar = 0.77; break; case 685: bar = 0.77; break; case 686: bar = 0.77; break; case 687: bar = 0.76; break; case 688: bar = 0.76; break; case 689: bar = 0.76; break; case 690: bar = 0.76; break; case 691: bar = 0.75; break; case 692: bar = 0.75; break; case 693: bar = 0.75; break; case 694: bar = 0.75; break; case 695: bar = 0.75; break; case 696: bar = 0.74; break; case 697: bar = 0.74; break; case 698: bar = 0.74; break; case 699: bar = 0.74; break; case 700: bar = 0.74; break; case 701: bar = 0.73; break; case 702: bar = 0.73; break; case 703: bar = 0.73; break; case 704: bar = 0.73; break; case 705: bar = 0.72; break; case 706: bar = 0.72; break; case 707: bar = 0.72; break; case 708: bar = 0.72; break; case 709: bar = 0.72; break; case 710: bar = 0.71; break; case 711: bar = 0.71; break; case 712: bar = 0.71; break; case 713: bar = 0.71; break; case 714: bar = 0.71; break; case 715: bar = 0.7; break; case 716: bar = 0.7; break; case 717: bar = 0.7; break; case 718: bar = 0.7; break; case 719: bar = 0.7; break; case 720: bar = 0.69; break; case 721: bar = 0.69; break; case 722: bar = 0.69; break; case 723: bar = 0.69; break; case 724: bar = 0.69; break; case 725: bar = 0.68; break; case 726: bar = 0.68; break; case 727: bar = 0.68; break; case 728: bar = 0.68; break; case 729: bar = 0.68; break; case 730: bar = 0.67; break; case 731: bar = 0.67; break; case 732: bar = 0.67; break; case 733: bar = 0.67; break; case 734: bar = 0.67; break; case 735: bar = 0.67; break; case 736: bar = 0.66; break; case 737: bar = 0.66; break; case 738: bar = 0.66; break; case 739: bar = 0.66; break; case 740: bar = 0.66; break; case 741: bar = 0.65; break; case 742: bar = 0.65; break; case 743: bar = 0.65; break; case 744: bar = 0.65; break; case 745: bar = 0.65; break; case 746: bar = 0.64; break; case 747: bar = 0.64; break; case 748: bar = 0.64; break; case 749: bar = 0.64; break; case 750: bar = 0.64; break; case 751: bar = 0.64; break; case 752: bar = 0.63; break; case 753: bar = 0.63; break; case 754: bar = 0.63; break; case 755: bar = 0.63; break; case 756: bar = 0.63; break; case 757: bar = 0.62; break; case 758: bar = 0.62; break; case 759: bar = 0.62; break; case 760: bar = 0.62; break; case 761: bar = 0.62; break; case 762: bar = 0.61; break; case 763: bar = 0.61; break; case 764: bar = 0.61; break; case 765: bar = 0.61; break; case 766: bar = 0.61; break; case 767: bar = 0.61; break; case 768: bar = 0.6; break; case 769: bar = 0.6; break; case 770: bar = 0.6; break; case 771: bar = 0.6; break; case 772: bar = 0.6; break; case 773: bar = 0.6; break; case 774: bar = 0.59; break; case 775: bar = 0.59; break; case 776: bar = 0.59; break; case 777: bar = 0.59; break; case 778: bar = 0.59; break; case 779: bar = 0.59; break; case 780: bar = 0.58; break; case 781: bar = 0.58; break; case 782: bar = 0.58; break; case 783: bar = 0.58; break; case 784: bar = 0.58; break; case 785: bar = 0.57; break; case 786: bar = 0.57; break; case 787: bar = 0.57; break; case 788: bar = 0.57; break; case 789: bar = 0.57; break; case 790: bar = 0.57; break; case 791: bar = 0.56; break; case 792: bar = 0.56; break; case 793: bar = 0.56; break; case 794: bar = 0.56; break; case 795: bar = 0.56; break; case 796: bar = 0.56; break; case 797: bar = 0.55; break; case 798: bar = 0.55; break; case 799: bar = 0.55; break; case 800: bar = 0.55; break; case 801: bar = 0.55; break; case 802: bar = 0.55; break; case 803: bar = 0.54; break; case 804: bar = 0.54; break; case 805: bar = 0.54; break; case 806: bar = 0.54; break; case 807: bar = 0.54; break; case 808: bar = 0.54; break; case 809: bar = 0.53; break; case 810: bar = 0.53; break; case 811: bar = 0.53; break; case 812: bar = 0.53; break; case 813: bar = 0.53; break; case 814: bar = 0.53; break; case 815: bar = 0.53; break; case 816: bar = 0.52; break; case 817: bar = 0.52; break; case 818: bar = 0.52; break; case 819: bar = 0.52; break; case 820: bar = 0.52; break; case 821: bar = 0.52; break; case 822: bar = 0.51; break; case 823: bar = 0.51; break; case 824: bar = 0.51; break; case 825: bar = 0.51; break; case 826: bar = 0.51; break; case 827: bar = 0.51; break; case 828: bar = 0.5; break; case 829: bar = 0.5; break; case 830: bar = 0.5; break; case 831: bar = 0.5; break; case 832: bar = 0.5; break; case 833: bar = 0.5; break; case 834: bar = 0.5; break; case 835: bar = 0.49; break; case 836: bar = 0.49; break; case 837: bar = 0.49; break; case 838: bar = 0.49; break; case 839: bar = 0.49; break; case 840: bar = 0.49; break; case 841: bar = 0.48; break; case 842: bar = 0.48; break; case 843: bar = 0.48; break; case 844: bar = 0.48; break; case 845: bar = 0.48; break; case 846: bar = 0.48; break; case 847: bar = 0.48; break; case 848: bar = 0.47; break; case 849: bar = 0.47; break; case 850: bar = 0.47; break; case 851: bar = 0.47; break; case 852: bar = 0.47; break; case 853: bar = 0.47; break; case 854: bar = 0.47; break; case 855: bar = 0.46; break; case 856: bar = 0.46; break; case 857: bar = 0.46; break; case 858: bar = 0.46; break; case 859: bar = 0.46; break; case 860: bar = 0.46; break; case 861: bar = 0.46; break; case 862: bar = 0.45; break; case 863: bar = 0.45; break; case 864: bar = 0.45; break; case 865: bar = 0.45; break; case 866: bar = 0.45; break; case 867: bar = 0.45; break; case 868: bar = 0.45; break; case 869: bar = 0.44; break; case 870: bar = 0.44; break; case 871: bar = 0.44; break; case 872: bar = 0.44; break; case 873: bar = 0.44; break; case 874: bar = 0.44; break; case 875: bar = 0.44; break; case 876: bar = 0.43; break; case 877: bar = 0.43; break; case 878: bar = 0.43; break; case 879: bar = 0.43; break; case 880: bar = 0.43; break; case 881: bar = 0.43; break; case 882: bar = 0.43; break; case 883: bar = 0.42; break; case 884: bar = 0.42; break; case 885: bar = 0.42; break; case 886: bar = 0.42; break; case 887: bar = 0.42; break; case 888: bar = 0.42; break; case 889: bar = 0.42; break; case 890: bar = 0.41; break; case 891: bar = 0.41; break; case 892: bar = 0.41; break; case 893: bar = 0.41; break; case 894: bar = 0.41; break; case 895: bar = 0.41; break; case 896: bar = 0.41; break; case 897: bar = 0.41; break; case 898: bar = 0.4; break; case 899: bar = 0.4; break; case 900: bar = 0.4; break; case 901: bar = 0.4; break; case 902: bar = 0.4; break; case 903: bar = 0.4; break; case 904: bar = 0.4; break; case 905: bar = 0.39; break; case 906: bar = 0.39; break; case 907: bar = 0.39; break; case 908: bar = 0.39; break; case 909: bar = 0.39; break; case 910: bar = 0.39; break; case 911: bar = 0.39; break; case 912: bar = 0.39; break; case 913: bar = 0.38; break; case 914: bar = 0.38; break; case 915: bar = 0.38; break; case 916: bar = 0.38; break; case 917: bar = 0.38; break; case 918: bar = 0.38; break; case 919: bar = 0.38; break; case 920: bar = 0.38; break; case 921: bar = 0.37; break; case 922: bar = 0.37; break; case 923: bar = 0.37; break; case 924: bar = 0.37; break; case 925: bar = 0.37; break; case 926: bar = 0.37; break; case 927: bar = 0.37; break; case 928: bar = 0.37; break; case 929: bar = 0.36; break; case 930: bar = 0.36; break; case 931: bar = 0.36; break; case 932: bar = 0.36; break; case 933: bar = 0.36; break; case 934: bar = 0.36; break; case 935: bar = 0.36; break; case 936: bar = 0.36; break; case 937: bar = 0.35; break; case 938: bar = 0.35; break; case 939: bar = 0.35; break; case 940: bar = 0.35; break; case 941: bar = 0.35; break; case 942: bar = 0.35; break; case 943: bar = 0.35; break; case 944: bar = 0.35; break; case 945: bar = 0.34; break; case 946: bar = 0.34; break; case 947: bar = 0.34; break; case 948: bar = 0.34; break; case 949: bar = 0.34; break; case 950: bar = 0.34; break; case 951: bar = 0.34; break; case 952: bar = 0.34; break; case 953: bar = 0.33; break; case 954: bar = 0.33; break; case 955: bar = 0.33; break; case 956: bar = 0.33; break; case 957: bar = 0.33; break; case 958: bar = 0.33; break; case 959: bar = 0.33; break; case 960: bar = 0.33; break; case 961: bar = 0.32; break; case 962: bar = 0.32; break; case 963: bar = 0.32; break; case 964: bar = 0.32; break; case 965: bar = 0.32; break; case 966: bar = 0.32; break; case 967: bar = 0.32; break; case 968: bar = 0.32; break; case 969: bar = 0.32; break; case 970: bar = 0.31; break; case 971: bar = 0.31; break; case 972: bar = 0.31; break; case 973: bar = 0.31; break; case 974: bar = 0.31; break; case 975: bar = 0.31; break; case 976: bar = 0.31; break; case 977: bar = 0.31; break; case 978: bar = 0.3; break; case 979: bar = 0.3; break; case 980: bar = 0.3; break; case 981: bar = 0.3; break; case 982: bar = 0.3; break; case 983: bar = 0.3; break; case 984: bar = 0.3; break; case 985: bar = 0.3; break; case 986: bar = 0.3; break; case 987: bar = 0.29; break; case 988: bar = 0.29; break; case 989: bar = 0.29; break; case 990: bar = 0.29; break; case 991: bar = 0.29; break; case 992: bar = 0.29; break; case 993: bar = 0.29; break; case 994: bar = 0.29; break; case 995: bar = 0.29; break; case 996: bar = 0.28; break; case 997: bar = 0.28; break; case 998: bar = 0.28; break; case 999: bar = 0.28; break; case 1000: bar = 0.28; break; case 1001: bar = 0.28; break; case 1002: bar = 0.28; break; case 1003: bar = 0.28; break; case 1004: bar = 0.28; break; case 1005: bar = 0.27; break; case 1006: bar = 0.27; break; case 1007: bar = 0.27; break; case 1008: bar = 0.27; break; case 1009: bar = 0.27; break; case 1010: bar = 0.27; break; case 1011: bar = 0.27; break; case 1012: bar = 0.27; break; case 1013: bar = 0.27; break; case 1014: bar = 0.26; break; case 1015: bar = 0.26; break; case 1016: bar = 0.26; break; case 1017: bar = 0.26; break; case 1018: bar = 0.26; break; case 1019: bar = 0.26; break; case 1020: bar = 0.26; break; case 1021: bar = 0.26; break; case 1022: bar = 0.26; break; case 1023: bar = 0.26; break; case 1024: bar = 0.25; break;
case 119: bar = 6.42; break; | case 119: bar = 6.42; break; case 120: bar = 6.37; break; case 121: bar = 6.32; break; case 122: bar = 6.27; break; case 123: bar = 6.23; break; case 124: bar = 6.18; break; case 125: bar = 6.13; break; case 126: bar = 6.09; break; case 127: bar = 6.04; break; case 128: bar = 6; break; case 129: bar = 5.95; break; case 130: bar = 5.91; break; case 131: bar = 5.87; break; case 132: bar = 5.83; break; case 133: bar = 5.79; break; case 134: bar = 5.75; break; case 135: bar = 5.71; break; case 136: bar = 5.67; break; case 137: bar = 5.63; break; case 138: bar = 5.59; break; case 139: bar = 5.55; break; case 140: bar = 5.51; break; case 141: bar = 5.47; break; case 142: bar = 5.44; break; case 143: bar = 5.4; break; case 144: bar = 5.37; break; case 145: bar = 5.33; break; case 146: bar = 5.3; break; case 147: bar = 5.26; break; case 148: bar = 5.23; break; case 149: bar = 5.19; break; case 150: bar = 5.16; break; case 151: bar = 5.13; break; case 152: bar = 5.09; break; case 153: bar = 5.06; break; case 154: bar = 5.03; break; case 155: bar = 5; break; case 156: bar = 4.97; break; case 157: bar = 4.94; break; case 158: bar = 4.91; break; case 159: bar = 4.88; break; case 160: bar = 4.85; break; case 161: bar = 4.82; break; case 162: bar = 4.79; break; case 163: bar = 4.76; break; case 164: bar = 4.73; break; case 165: bar = 4.7; break; case 166: bar = 4.68; break; case 167: bar = 4.65; break; case 168: bar = 4.62; break; case 169: bar = 4.59; break; case 170: bar = 4.57; break; case 171: bar = 4.54; break; case 172: bar = 4.52; break; case 173: bar = 4.49; break; case 174: bar = 4.46; break; case 175: bar = 4.44; break; case 176: bar = 4.41; break; case 177: bar = 4.39; break; case 178: bar = 4.36; break; case 179: bar = 4.34; break; case 180: bar = 4.32; break; case 181: bar = 4.29; break; case 182: bar = 4.27; break; case 183: bar = 4.25; break; case 184: bar = 4.22; break; case 185: bar = 4.2; break; case 186: bar = 4.18; break; case 187: bar = 4.15; break; case 188: bar = 4.13; break; case 189: bar = 4.11; break; case 190: bar = 4.09; break; case 191: bar = 4.07; break; case 192: bar = 4.05; break; case 193: bar = 4.02; break; case 194: bar = 4; break; case 195: bar = 3.98; break; case 196: bar = 3.96; break; case 197: bar = 3.94; break; case 198: bar = 3.92; break; case 199: bar = 3.9; break; case 200: bar = 3.88; break; case 201: bar = 3.86; break; case 202: bar = 3.84; break; case 203: bar = 3.82; break; case 204: bar = 3.8; break; case 205: bar = 3.78; break; case 206: bar = 3.77; break; case 207: bar = 3.75; break; case 208: bar = 3.73; break; case 209: bar = 3.71; break; case 210: bar = 3.69; break; case 211: bar = 3.67; break; case 212: bar = 3.66; break; case 213: bar = 3.64; break; case 214: bar = 3.62; break; case 215: bar = 3.6; break; case 216: bar = 3.59; break; case 217: bar = 3.57; break; case 218: bar = 3.55; break; case 219: bar = 3.53; break; case 220: bar = 3.52; break; case 221: bar = 3.5; break; case 222: bar = 3.48; break; case 223: bar = 3.47; break; case 224: bar = 3.45; break; case 225: bar = 3.44; break; case 226: bar = 3.42; break; case 227: bar = 3.4; break; case 228: bar = 3.39; break; case 229: bar = 3.37; break; case 230: bar = 3.36; break; case 231: bar = 3.34; break; case 232: bar = 3.33; break; case 233: bar = 3.31; break; case 234: bar = 3.3; break; case 235: bar = 3.28; break; case 236: bar = 3.27; break; case 237: bar = 3.25; break; case 238: bar = 3.24; break; case 239: bar = 3.22; break; case 240: bar = 3.21; break; case 241: bar = 3.19; break; case 242: bar = 3.18; break; case 243: bar = 3.17; break; case 244: bar = 3.15; break; case 245: bar = 3.14; break; case 246: bar = 3.12; break; case 247: bar = 3.11; break; case 248: bar = 3.1; break; case 249: bar = 3.08; break; case 250: bar = 3.07; break; case 251: bar = 3.06; break; case 252: bar = 3.04; break; case 253: bar = 3.03; break; case 254: bar = 3.02; break; case 255: bar = 3.01; break; case 256: bar = 2.99; break; case 257: bar = 2.98; break; case 258: bar = 2.97; break; case 259: bar = 2.96; break; case 260: bar = 2.94; break; case 261: bar = 2.93; break; case 262: bar = 2.92; break; case 263: bar = 2.91; break; case 264: bar = 2.89; break; case 265: bar = 2.88; break; case 266: bar = 2.87; break; case 267: bar = 2.86; break; case 268: bar = 2.85; break; case 269: bar = 2.83; break; case 270: bar = 2.82; break; case 271: bar = 2.81; break; case 272: bar = 2.8; break; case 273: bar = 2.79; break; case 274: bar = 2.78; break; case 275: bar = 2.77; break; case 276: bar = 2.76; break; case 277: bar = 2.74; break; case 278: bar = 2.73; break; case 279: bar = 2.72; break; case 280: bar = 2.71; break; case 281: bar = 2.7; break; case 282: bar = 2.69; break; case 283: bar = 2.68; break; case 284: bar = 2.67; break; case 285: bar = 2.66; break; case 286: bar = 2.65; break; case 287: bar = 2.64; break; case 288: bar = 2.63; break; case 289: bar = 2.62; break; case 290: bar = 2.61; break; case 291: bar = 2.6; break; case 292: bar = 2.59; break; case 293: bar = 2.58; break; case 294: bar = 2.57; break; case 295: bar = 2.56; break; case 296: bar = 2.55; break; case 297: bar = 2.54; break; case 298: bar = 2.53; break; case 299: bar = 2.52; break; case 300: bar = 2.51; break; case 301: bar = 2.5; break; case 302: bar = 2.49; break; case 303: bar = 2.48; break; case 304: bar = 2.47; break; case 305: bar = 2.46; break; case 306: bar = 2.45; break; case 307: bar = 2.44; break; case 308: bar = 2.43; break; case 309: bar = 2.42; break; case 310: bar = 2.41; break; case 311: bar = 2.41; break; case 312: bar = 2.4; break; case 313: bar = 2.39; break; case 314: bar = 2.38; break; case 315: bar = 2.37; break; case 316: bar = 2.36; break; case 317: bar = 2.35; break; case 318: bar = 2.34; break; case 319: bar = 2.34; break; case 320: bar = 2.33; break; case 321: bar = 2.32; break; case 322: bar = 2.31; break; case 323: bar = 2.3; break; case 324: bar = 2.29; break; case 325: bar = 2.28; break; case 326: bar = 2.28; break; case 327: bar = 2.27; break; case 328: bar = 2.26; break; case 329: bar = 2.25; break; case 330: bar = 2.24; break; case 331: bar = 2.24; break; case 332: bar = 2.23; break; case 333: bar = 2.22; break; case 334: bar = 2.21; break; case 335: bar = 2.2; break; case 336: bar = 2.2; break; case 337: bar = 2.19; break; case 338: bar = 2.18; break; case 339: bar = 2.17; break; case 340: bar = 2.17; break; case 341: bar = 2.16; break; case 342: bar = 2.15; break; case 343: bar = 2.14; break; case 344: bar = 2.13; break; case 345: bar = 2.13; break; case 346: bar = 2.12; break; case 347: bar = 2.11; break; case 348: bar = 2.11; break; case 349: bar = 2.1; break; case 350: bar = 2.09; break; case 351: bar = 2.08; break; case 352: bar = 2.08; break; case 353: bar = 2.07; break; case 354: bar = 2.06; break; case 355: bar = 2.05; break; case 356: bar = 2.05; break; case 357: bar = 2.04; break; case 358: bar = 2.03; break; case 359: bar = 2.03; break; case 360: bar = 2.02; break; case 361: bar = 2.01; break; case 362: bar = 2.01; break; case 363: bar = 2; break; case 364: bar = 1.99; break; case 365: bar = 1.99; break; case 366: bar = 1.98; break; case 367: bar = 1.97; break; case 368: bar = 1.97; break; case 369: bar = 1.96; break; case 370: bar = 1.95; break; case 371: bar = 1.95; break; case 372: bar = 1.94; break; case 373: bar = 1.93; break; case 374: bar = 1.93; break; case 375: bar = 1.92; break; case 376: bar = 1.91; break; case 377: bar = 1.91; break; case 378: bar = 1.9; break; case 379: bar = 1.89; break; case 380: bar = 1.89; break; case 381: bar = 1.88; break; case 382: bar = 1.88; break; case 383: bar = 1.87; break; case 384: bar = 1.86; break; case 385: bar = 1.86; break; case 386: bar = 1.85; break; case 387: bar = 1.85; break; case 388: bar = 1.84; break; case 389: bar = 1.83; break; case 390: bar = 1.83; break; case 391: bar = 1.82; break; case 392: bar = 1.82; break; case 393: bar = 1.81; break; case 394: bar = 1.8; break; case 395: bar = 1.8; break; case 396: bar = 1.79; break; case 397: bar = 1.79; break; case 398: bar = 1.78; break; case 399: bar = 1.77; break; case 400: bar = 1.77; break; case 401: bar = 1.76; break; case 402: bar = 1.76; break; case 403: bar = 1.75; break; case 404: bar = 1.75; break; case 405: bar = 1.74; break; case 406: bar = 1.73; break; case 407: bar = 1.73; break; case 408: bar = 1.72; break; case 409: bar = 1.72; break; case 410: bar = 1.71; break; case 411: bar = 1.71; break; case 412: bar = 1.7; break; case 413: bar = 1.7; break; case 414: bar = 1.69; break; case 415: bar = 1.69; break; case 416: bar = 1.68; break; case 417: bar = 1.67; break; case 418: bar = 1.67; break; case 419: bar = 1.66; break; case 420: bar = 1.66; break; case 421: bar = 1.65; break; case 422: bar = 1.65; break; case 423: bar = 1.64; break; case 424: bar = 1.64; break; case 425: bar = 1.63; break; case 426: bar = 1.63; break; case 427: bar = 1.62; break; case 428: bar = 1.62; break; case 429: bar = 1.61; break; case 430: bar = 1.61; break; case 431: bar = 1.6; break; case 432: bar = 1.6; break; case 433: bar = 1.59; break; case 434: bar = 1.59; break; case 435: bar = 1.58; break; case 436: bar = 1.58; break; case 437: bar = 1.57; break; case 438: bar = 1.57; break; case 439: bar = 1.56; break; case 440: bar = 1.56; break; case 441: bar = 1.55; break; case 442: bar = 1.55; break; case 443: bar = 1.54; break; case 444: bar = 1.54; break; case 445: bar = 1.53; break; case 446: bar = 1.53; break; case 447: bar = 1.53; break; case 448: bar = 1.52; break; case 449: bar = 1.52; break; case 450: bar = 1.51; break; case 451: bar = 1.51; break; case 452: bar = 1.5; break; case 453: bar = 1.5; break; case 454: bar = 1.49; break; case 455: bar = 1.49; break; case 456: bar = 1.48; break; case 457: bar = 1.48; break; case 458: bar = 1.47; break; case 459: bar = 1.47; break; case 460: bar = 1.47; break; case 461: bar = 1.46; break; case 462: bar = 1.46; break; case 463: bar = 1.45; break; case 464: bar = 1.45; break; case 465: bar = 1.44; break; case 466: bar = 1.44; break; case 467: bar = 1.44; break; case 468: bar = 1.43; break; case 469: bar = 1.43; break; case 470: bar = 1.42; break; case 471: bar = 1.42; break; case 472: bar = 1.41; break; case 473: bar = 1.41; break; case 474: bar = 1.41; break; case 475: bar = 1.4; break; case 476: bar = 1.4; break; case 477: bar = 1.39; break; case 478: bar = 1.39; break; case 479: bar = 1.38; break; case 480: bar = 1.38; break; case 481: bar = 1.38; break; case 482: bar = 1.37; break; case 483: bar = 1.37; break; case 484: bar = 1.36; break; case 485: bar = 1.36; break; case 486: bar = 1.36; break; case 487: bar = 1.35; break; case 488: bar = 1.35; break; case 489: bar = 1.34; break; case 490: bar = 1.34; break; case 491: bar = 1.34; break; case 492: bar = 1.33; break; case 493: bar = 1.33; break; case 494: bar = 1.32; break; case 495: bar = 1.32; break; case 496: bar = 1.32; break; case 497: bar = 1.31; break; case 498: bar = 1.31; break; case 499: bar = 1.3; break; case 500: bar = 1.3; break; case 501: bar = 1.3; break; case 502: bar = 1.29; break; case 503: bar = 1.29; break; case 504: bar = 1.29; break; case 505: bar = 1.28; break; case 506: bar = 1.28; break; case 507: bar = 1.27; break; case 508: bar = 1.27; break; case 509: bar = 1.27; break; case 510: bar = 1.26; break; case 511: bar = 1.26; break; case 512: bar = 1.26; break; case 513: bar = 1.25; break; case 514: bar = 1.25; break; case 515: bar = 1.24; break; case 516: bar = 1.24; break; case 517: bar = 1.24; break; case 518: bar = 1.23; break; case 519: bar = 1.23; break; case 520: bar = 1.23; break; case 521: bar = 1.22; break; case 522: bar = 1.22; break; case 523: bar = 1.22; break; case 524: bar = 1.21; break; case 525: bar = 1.21; break; case 526: bar = 1.21; break; case 527: bar = 1.2; break; case 528: bar = 1.2; break; case 529: bar = 1.2; break; case 530: bar = 1.19; break; case 531: bar = 1.19; break; case 532: bar = 1.18; break; case 533: bar = 1.18; break; case 534: bar = 1.18; break; case 535: bar = 1.17; break; case 536: bar = 1.17; break; case 537: bar = 1.17; break; case 538: bar = 1.16; break; case 539: bar = 1.16; break; case 540: bar = 1.16; break; case 541: bar = 1.15; break; case 542: bar = 1.15; break; case 543: bar = 1.15; break; case 544: bar = 1.14; break; case 545: bar = 1.14; break; case 546: bar = 1.14; break; case 547: bar = 1.13; break; case 548: bar = 1.13; break; case 549: bar = 1.13; break; case 550: bar = 1.12; break; case 551: bar = 1.12; break; case 552: bar = 1.12; break; case 553: bar = 1.12; break; case 554: bar = 1.11; break; case 555: bar = 1.11; break; case 556: bar = 1.11; break; case 557: bar = 1.1; break; case 558: bar = 1.1; break; case 559: bar = 1.1; break; case 560: bar = 1.09; break; case 561: bar = 1.09; break; case 562: bar = 1.09; break; case 563: bar = 1.08; break; case 564: bar = 1.08; break; case 565: bar = 1.08; break; case 566: bar = 1.07; break; case 567: bar = 1.07; break; case 568: bar = 1.07; break; case 569: bar = 1.07; break; case 570: bar = 1.06; break; case 571: bar = 1.06; break; case 572: bar = 1.06; break; case 573: bar = 1.05; break; case 574: bar = 1.05; break; case 575: bar = 1.05; break; case 576: bar = 1.04; break; case 577: bar = 1.04; break; case 578: bar = 1.04; break; case 579: bar = 1.04; break; case 580: bar = 1.03; break; case 581: bar = 1.03; break; case 582: bar = 1.03; break; case 583: bar = 1.02; break; case 584: bar = 1.02; break; case 585: bar = 1.02; break; case 586: bar = 1.02; break; case 587: bar = 1.01; break; case 588: bar = 1.01; break; case 589: bar = 1.01; break; case 590: bar = 1; break; case 591: bar = 1; break; case 592: bar = 1; break; case 593: bar = 1; break; case 594: bar = 0.99; break; case 595: bar = 0.99; break; case 596: bar = 0.99; break; case 597: bar = 0.98; break; case 598: bar = 0.98; break; case 599: bar = 0.98; break; case 600: bar = 0.98; break; case 601: bar = 0.97; break; case 602: bar = 0.97; break; case 603: bar = 0.97; break; case 604: bar = 0.96; break; case 605: bar = 0.96; break; case 606: bar = 0.96; break; case 607: bar = 0.96; break; case 608: bar = 0.95; break; case 609: bar = 0.95; break; case 610: bar = 0.95; break; case 611: bar = 0.95; break; case 612: bar = 0.94; break; case 613: bar = 0.94; break; case 614: bar = 0.94; break; case 615: bar = 0.94; break; case 616: bar = 0.93; break; case 617: bar = 0.93; break; case 618: bar = 0.93; break; case 619: bar = 0.92; break; case 620: bar = 0.92; break; case 621: bar = 0.92; break; case 622: bar = 0.92; break; case 623: bar = 0.91; break; case 624: bar = 0.91; break; case 625: bar = 0.91; break; case 626: bar = 0.91; break; case 627: bar = 0.9; break; case 628: bar = 0.9; break; case 629: bar = 0.9; break; case 630: bar = 0.9; break; case 631: bar = 0.89; break; case 632: bar = 0.89; break; case 633: bar = 0.89; break; case 634: bar = 0.89; break; case 635: bar = 0.88; break; case 636: bar = 0.88; break; case 637: bar = 0.88; break; case 638: bar = 0.88; break; case 639: bar = 0.87; break; case 640: bar = 0.87; break; case 641: bar = 0.87; break; case 642: bar = 0.87; break; case 643: bar = 0.86; break; case 644: bar = 0.86; break; case 645: bar = 0.86; break; case 646: bar = 0.86; break; case 647: bar = 0.85; break; case 648: bar = 0.85; break; case 649: bar = 0.85; break; case 650: bar = 0.85; break; case 651: bar = 0.84; break; case 652: bar = 0.84; break; case 653: bar = 0.84; break; case 654: bar = 0.84; break; case 655: bar = 0.84; break; case 656: bar = 0.83; break; case 657: bar = 0.83; break; case 658: bar = 0.83; break; case 659: bar = 0.83; break; case 660: bar = 0.82; break; case 661: bar = 0.82; break; case 662: bar = 0.82; break; case 663: bar = 0.82; break; case 664: bar = 0.81; break; case 665: bar = 0.81; break; case 666: bar = 0.81; break; case 667: bar = 0.81; break; case 668: bar = 0.81; break; case 669: bar = 0.8; break; case 670: bar = 0.8; break; case 671: bar = 0.8; break; case 672: bar = 0.8; break; case 673: bar = 0.79; break; case 674: bar = 0.79; break; case 675: bar = 0.79; break; case 676: bar = 0.79; break; case 677: bar = 0.78; break; case 678: bar = 0.78; break; case 679: bar = 0.78; break; case 680: bar = 0.78; break; case 681: bar = 0.78; break; case 682: bar = 0.77; break; case 683: bar = 0.77; break; case 684: bar = 0.77; break; case 685: bar = 0.77; break; case 686: bar = 0.77; break; case 687: bar = 0.76; break; case 688: bar = 0.76; break; case 689: bar = 0.76; break; case 690: bar = 0.76; break; case 691: bar = 0.75; break; case 692: bar = 0.75; break; case 693: bar = 0.75; break; case 694: bar = 0.75; break; case 695: bar = 0.75; break; case 696: bar = 0.74; break; case 697: bar = 0.74; break; case 698: bar = 0.74; break; case 699: bar = 0.74; break; case 700: bar = 0.74; break; case 701: bar = 0.73; break; case 702: bar = 0.73; break; case 703: bar = 0.73; break; case 704: bar = 0.73; break; case 705: bar = 0.72; break; case 706: bar = 0.72; break; case 707: bar = 0.72; break; case 708: bar = 0.72; break; case 709: bar = 0.72; break; case 710: bar = 0.71; break; case 711: bar = 0.71; break; case 712: bar = 0.71; break; case 713: bar = 0.71; break; case 714: bar = 0.71; break; case 715: bar = 0.7; break; case 716: bar = 0.7; break; case 717: bar = 0.7; break; case 718: bar = 0.7; break; case 719: bar = 0.7; break; case 720: bar = 0.69; break; case 721: bar = 0.69; break; case 722: bar = 0.69; break; case 723: bar = 0.69; break; case 724: bar = 0.69; break; case 725: bar = 0.68; break; case 726: bar = 0.68; break; case 727: bar = 0.68; break; case 728: bar = 0.68; break; case 729: bar = 0.68; break; case 730: bar = 0.67; break; case 731: bar = 0.67; break; case 732: bar = 0.67; break; case 733: bar = 0.67; break; case 734: bar = 0.67; break; case 735: bar = 0.67; break; case 736: bar = 0.66; break; case 737: bar = 0.66; break; case 738: bar = 0.66; break; case 739: bar = 0.66; break; case 740: bar = 0.66; break; case 741: bar = 0.65; break; case 742: bar = 0.65; break; case 743: bar = 0.65; break; case 744: bar = 0.65; break; case 745: bar = 0.65; break; case 746: bar = 0.64; break; case 747: bar = 0.64; break; case 748: bar = 0.64; break; case 749: bar = 0.64; break; case 750: bar = 0.64; break; case 751: bar = 0.64; break; case 752: bar = 0.63; break; case 753: bar = 0.63; break; case 754: bar = 0.63; break; case 755: bar = 0.63; break; case 756: bar = 0.63; break; case 757: bar = 0.62; break; case 758: bar = 0.62; break; case 759: bar = 0.62; break; case 760: bar = 0.62; break; case 761: bar = 0.62; break; case 762: bar = 0.61; break; case 763: bar = 0.61; break; case 764: bar = 0.61; break; case 765: bar = 0.61; break; case 766: bar = 0.61; break; case 767: bar = 0.61; break; case 768: bar = 0.6; break; case 769: bar = 0.6; break; case 770: bar = 0.6; break; case 771: bar = 0.6; break; case 772: bar = 0.6; break; case 773: bar = 0.6; break; case 774: bar = 0.59; break; case 775: bar = 0.59; break; case 776: bar = 0.59; break; case 777: bar = 0.59; break; case 778: bar = 0.59; break; case 779: bar = 0.59; break; case 780: bar = 0.58; break; case 781: bar = 0.58; break; case 782: bar = 0.58; break; case 783: bar = 0.58; break; case 784: bar = 0.58; break; case 785: bar = 0.57; break; case 786: bar = 0.57; break; case 787: bar = 0.57; break; case 788: bar = 0.57; break; case 789: bar = 0.57; break; case 790: bar = 0.57; break; case 791: bar = 0.56; break; case 792: bar = 0.56; break; case 793: bar = 0.56; break; case 794: bar = 0.56; break; case 795: bar = 0.56; break; case 796: bar = 0.56; break; case 797: bar = 0.55; break; case 798: bar = 0.55; break; case 799: bar = 0.55; break; case 800: bar = 0.55; break; case 801: bar = 0.55; break; case 802: bar = 0.55; break; case 803: bar = 0.54; break; case 804: bar = 0.54; break; case 805: bar = 0.54; break; case 806: bar = 0.54; break; case 807: bar = 0.54; break; case 808: bar = 0.54; break; case 809: bar = 0.53; break; case 810: bar = 0.53; break; case 811: bar = 0.53; break; case 812: bar = 0.53; break; case 813: bar = 0.53; break; case 814: bar = 0.53; break; case 815: bar = 0.53; break; case 816: bar = 0.52; break; case 817: bar = 0.52; break; case 818: bar = 0.52; break; case 819: bar = 0.52; break; case 820: bar = 0.52; break; case 821: bar = 0.52; break; case 822: bar = 0.51; break; case 823: bar = 0.51; break; case 824: bar = 0.51; break; case 825: bar = 0.51; break; case 826: bar = 0.51; break; case 827: bar = 0.51; break; case 828: bar = 0.5; break; case 829: bar = 0.5; break; case 830: bar = 0.5; break; case 831: bar = 0.5; break; case 832: bar = 0.5; break; case 833: bar = 0.5; break; case 834: bar = 0.5; break; case 835: bar = 0.49; break; case 836: bar = 0.49; break; case 837: bar = 0.49; break; case 838: bar = 0.49; break; case 839: bar = 0.49; break; case 840: bar = 0.49; break; case 841: bar = 0.48; break; case 842: bar = 0.48; break; case 843: bar = 0.48; break; case 844: bar = 0.48; break; case 845: bar = 0.48; break; case 846: bar = 0.48; break; case 847: bar = 0.48; break; case 848: bar = 0.47; break; case 849: bar = 0.47; break; case 850: bar = 0.47; break; case 851: bar = 0.47; break; case 852: bar = 0.47; break; case 853: bar = 0.47; break; case 854: bar = 0.47; break; case 855: bar = 0.46; break; case 856: bar = 0.46; break; case 857: bar = 0.46; break; case 858: bar = 0.46; break; case 859: bar = 0.46; break; case 860: bar = 0.46; break; case 861: bar = 0.46; break; case 862: bar = 0.45; break; case 863: bar = 0.45; break; case 864: bar = 0.45; break; case 865: bar = 0.45; break; case 866: bar = 0.45; break; case 867: bar = 0.45; break; case 868: bar = 0.45; break; case 869: bar = 0.44; break; case 870: bar = 0.44; break; case 871: bar = 0.44; break; case 872: bar = 0.44; break; case 873: bar = 0.44; break; case 874: bar = 0.44; break; case 875: bar = 0.44; break; case 876: bar = 0.43; break; case 877: bar = 0.43; break; case 878: bar = 0.43; break; case 879: bar = 0.43; break; case 880: bar = 0.43; break; case 881: bar = 0.43; break; case 882: bar = 0.43; break; case 883: bar = 0.42; break; case 884: bar = 0.42; break; case 885: bar = 0.42; break; case 886: bar = 0.42; break; case 887: bar = 0.42; break; case 888: bar = 0.42; break; case 889: bar = 0.42; break; case 890: bar = 0.41; break; case 891: bar = 0.41; break; case 892: bar = 0.41; break; case 893: bar = 0.41; break; case 894: bar = 0.41; break; case 895: bar = 0.41; break; case 896: bar = 0.41; break; case 897: bar = 0.41; break; case 898: bar = 0.4; break; case 899: bar = 0.4; break; case 900: bar = 0.4; break; case 901: bar = 0.4; break; case 902: bar = 0.4; break; case 903: bar = 0.4; break; case 904: bar = 0.4; break; case 905: bar = 0.39; break; case 906: bar = 0.39; break; case 907: bar = 0.39; break; case 908: bar = 0.39; break; case 909: bar = 0.39; break; case 910: bar = 0.39; break; case 911: bar = 0.39; break; case 912: bar = 0.39; break; case 913: bar = 0.38; break; case 914: bar = 0.38; break; case 915: bar = 0.38; break; case 916: bar = 0.38; break; case 917: bar = 0.38; break; case 918: bar = 0.38; break; case 919: bar = 0.38; break; case 920: bar = 0.38; break; case 921: bar = 0.37; break; case 922: bar = 0.37; break; case 923: bar = 0.37; break; case 924: bar = 0.37; break; case 925: bar = 0.37; break; case 926: bar = 0.37; break; case 927: bar = 0.37; break; case 928: bar = 0.37; break; case 929: bar = 0.36; break; case 930: bar = 0.36; break; case 931: bar = 0.36; break; case 932: bar = 0.36; break; case 933: bar = 0.36; break; case 934: bar = 0.36; break; case 935: bar = 0.36; break; case 936: bar = 0.36; break; case 937: bar = 0.35; break; case 938: bar = 0.35; break; case 939: bar = 0.35; break; case 940: bar = 0.35; break; case 941: bar = 0.35; break; case 942: bar = 0.35; break; case 943: bar = 0.35; break; case 944: bar = 0.35; break; case 945: bar = 0.34; break; case 946: bar = 0.34; break; case 947: bar = 0.34; break; case 948: bar = 0.34; break; case 949: bar = 0.34; break; case 950: bar = 0.34; break; case 951: bar = 0.34; break; case 952: bar = 0.34; break; case 953: bar = 0.33; break; case 954: bar = 0.33; break; case 955: bar = 0.33; break; case 956: bar = 0.33; break; case 957: bar = 0.33; break; case 958: bar = 0.33; break; case 959: bar = 0.33; break; case 960: bar = 0.33; break; case 961: bar = 0.32; break; case 962: bar = 0.32; break; case 963: bar = 0.32; break; case 964: bar = 0.32; break; case 965: bar = 0.32; break; case 966: bar = 0.32; break; case 967: bar = 0.32; break; case 968: bar = 0.32; break; case 969: bar = 0.32; break; case 970: bar = 0.31; break; case 971: bar = 0.31; break; case 972: bar = 0.31; break; case 973: bar = 0.31; break; case 974: bar = 0.31; break; case 975: bar = 0.31; break; case 976: bar = 0.31; break; case 977: bar = 0.31; break; case 978: bar = 0.3; break; case 979: bar = 0.3; break; case 980: bar = 0.3; break; case 981: bar = 0.3; break; case 982: bar = 0.3; break; case 983: bar = 0.3; break; case 984: bar = 0.3; break; case 985: bar = 0.3; break; case 986: bar = 0.3; break; case 987: bar = 0.29; break; case 988: bar = 0.29; break; case 989: bar = 0.29; break; case 990: bar = 0.29; break; case 991: bar = 0.29; break; case 992: bar = 0.29; break; case 993: bar = 0.29; break; case 994: bar = 0.29; break; case 995: bar = 0.29; break; case 996: bar = 0.28; break; case 997: bar = 0.28; break; case 998: bar = 0.28; break; case 999: bar = 0.28; break; case 1000: bar = 0.28; break; case 1001: bar = 0.28; break; case 1002: bar = 0.28; break; case 1003: bar = 0.28; break; case 1004: bar = 0.28; break; case 1005: bar = 0.27; break; case 1006: bar = 0.27; break; case 1007: bar = 0.27; break; case 1008: bar = 0.27; break; case 1009: bar = 0.27; break; case 1010: bar = 0.27; break; case 1011: bar = 0.27; break; case 1012: bar = 0.27; break; case 1013: bar = 0.27; break; case 1014: bar = 0.26; break; case 1015: bar = 0.26; break; case 1016: bar = 0.26; break; case 1017: bar = 0.26; break; case 1018: bar = 0.26; break; case 1019: bar = 0.26; break; case 1020: bar = 0.26; break; case 1021: bar = 0.26; break; case 1022: bar = 0.26; break; case 1023: bar = 0.26; break; case 1024: bar = 0.25; break;
case 120: bar = 6.37; break; | case 120: bar = 6.37; break; case 121: bar = 6.32; break; case 122: bar = 6.27; break; case 123: bar = 6.23; break; case 124: bar = 6.18; break; case 125: bar = 6.13; break; case 126: bar = 6.09; break; case 127: bar = 6.04; break; case 128: bar = 6; break; case 129: bar = 5.95; break; case 130: bar = 5.91; break; case 131: bar = 5.87; break; case 132: bar = 5.83; break; case 133: bar = 5.79; break; case 134: bar = 5.75; break; case 135: bar = 5.71; break; case 136: bar = 5.67; break; case 137: bar = 5.63; break; case 138: bar = 5.59; break; case 139: bar = 5.55; break; case 140: bar = 5.51; break; case 141: bar = 5.47; break; case 142: bar = 5.44; break; case 143: bar = 5.4; break; case 144: bar = 5.37; break; case 145: bar = 5.33; break; case 146: bar = 5.3; break; case 147: bar = 5.26; break; case 148: bar = 5.23; break; case 149: bar = 5.19; break; case 150: bar = 5.16; break; case 151: bar = 5.13; break; case 152: bar = 5.09; break; case 153: bar = 5.06; break; case 154: bar = 5.03; break; case 155: bar = 5; break; case 156: bar = 4.97; break; case 157: bar = 4.94; break; case 158: bar = 4.91; break; case 159: bar = 4.88; break; case 160: bar = 4.85; break; case 161: bar = 4.82; break; case 162: bar = 4.79; break; case 163: bar = 4.76; break; case 164: bar = 4.73; break; case 165: bar = 4.7; break; case 166: bar = 4.68; break; case 167: bar = 4.65; break; case 168: bar = 4.62; break; case 169: bar = 4.59; break; case 170: bar = 4.57; break; case 171: bar = 4.54; break; case 172: bar = 4.52; break; case 173: bar = 4.49; break; case 174: bar = 4.46; break; case 175: bar = 4.44; break; case 176: bar = 4.41; break; case 177: bar = 4.39; break; case 178: bar = 4.36; break; case 179: bar = 4.34; break; case 180: bar = 4.32; break; case 181: bar = 4.29; break; case 182: bar = 4.27; break; case 183: bar = 4.25; break; case 184: bar = 4.22; break; case 185: bar = 4.2; break; case 186: bar = 4.18; break; case 187: bar = 4.15; break; case 188: bar = 4.13; break; case 189: bar = 4.11; break; case 190: bar = 4.09; break; case 191: bar = 4.07; break; case 192: bar = 4.05; break; case 193: bar = 4.02; break; case 194: bar = 4; break; case 195: bar = 3.98; break; case 196: bar = 3.96; break; case 197: bar = 3.94; break; case 198: bar = 3.92; break; case 199: bar = 3.9; break; case 200: bar = 3.88; break; case 201: bar = 3.86; break; case 202: bar = 3.84; break; case 203: bar = 3.82; break; case 204: bar = 3.8; break; case 205: bar = 3.78; break; case 206: bar = 3.77; break; case 207: bar = 3.75; break; case 208: bar = 3.73; break; case 209: bar = 3.71; break; case 210: bar = 3.69; break; case 211: bar = 3.67; break; case 212: bar = 3.66; break; case 213: bar = 3.64; break; case 214: bar = 3.62; break; case 215: bar = 3.6; break; case 216: bar = 3.59; break; case 217: bar = 3.57; break; case 218: bar = 3.55; break; case 219: bar = 3.53; break; case 220: bar = 3.52; break; case 221: bar = 3.5; break; case 222: bar = 3.48; break; case 223: bar = 3.47; break; case 224: bar = 3.45; break; case 225: bar = 3.44; break; case 226: bar = 3.42; break; case 227: bar = 3.4; break; case 228: bar = 3.39; break; case 229: bar = 3.37; break; case 230: bar = 3.36; break; case 231: bar = 3.34; break; case 232: bar = 3.33; break; case 233: bar = 3.31; break; case 234: bar = 3.3; break; case 235: bar = 3.28; break; case 236: bar = 3.27; break; case 237: bar = 3.25; break; case 238: bar = 3.24; break; case 239: bar = 3.22; break; case 240: bar = 3.21; break; case 241: bar = 3.19; break; case 242: bar = 3.18; break; case 243: bar = 3.17; break; case 244: bar = 3.15; break; case 245: bar = 3.14; break; case 246: bar = 3.12; break; case 247: bar = 3.11; break; case 248: bar = 3.1; break; case 249: bar = 3.08; break; case 250: bar = 3.07; break; case 251: bar = 3.06; break; case 252: bar = 3.04; break; case 253: bar = 3.03; break; case 254: bar = 3.02; break; case 255: bar = 3.01; break; case 256: bar = 2.99; break; case 257: bar = 2.98; break; case 258: bar = 2.97; break; case 259: bar = 2.96; break; case 260: bar = 2.94; break; case 261: bar = 2.93; break; case 262: bar = 2.92; break; case 263: bar = 2.91; break; case 264: bar = 2.89; break; case 265: bar = 2.88; break; case 266: bar = 2.87; break; case 267: bar = 2.86; break; case 268: bar = 2.85; break; case 269: bar = 2.83; break; case 270: bar = 2.82; break; case 271: bar = 2.81; break; case 272: bar = 2.8; break; case 273: bar = 2.79; break; case 274: bar = 2.78; break; case 275: bar = 2.77; break; case 276: bar = 2.76; break; case 277: bar = 2.74; break; case 278: bar = 2.73; break; case 279: bar = 2.72; break; case 280: bar = 2.71; break; case 281: bar = 2.7; break; case 282: bar = 2.69; break; case 283: bar = 2.68; break; case 284: bar = 2.67; break; case 285: bar = 2.66; break; case 286: bar = 2.65; break; case 287: bar = 2.64; break; case 288: bar = 2.63; break; case 289: bar = 2.62; break; case 290: bar = 2.61; break; case 291: bar = 2.6; break; case 292: bar = 2.59; break; case 293: bar = 2.58; break; case 294: bar = 2.57; break; case 295: bar = 2.56; break; case 296: bar = 2.55; break; case 297: bar = 2.54; break; case 298: bar = 2.53; break; case 299: bar = 2.52; break; case 300: bar = 2.51; break; case 301: bar = 2.5; break; case 302: bar = 2.49; break; case 303: bar = 2.48; break; case 304: bar = 2.47; break; case 305: bar = 2.46; break; case 306: bar = 2.45; break; case 307: bar = 2.44; break; case 308: bar = 2.43; break; case 309: bar = 2.42; break; case 310: bar = 2.41; break; case 311: bar = 2.41; break; case 312: bar = 2.4; break; case 313: bar = 2.39; break; case 314: bar = 2.38; break; case 315: bar = 2.37; break; case 316: bar = 2.36; break; case 317: bar = 2.35; break; case 318: bar = 2.34; break; case 319: bar = 2.34; break; case 320: bar = 2.33; break; case 321: bar = 2.32; break; case 322: bar = 2.31; break; case 323: bar = 2.3; break; case 324: bar = 2.29; break; case 325: bar = 2.28; break; case 326: bar = 2.28; break; case 327: bar = 2.27; break; case 328: bar = 2.26; break; case 329: bar = 2.25; break; case 330: bar = 2.24; break; case 331: bar = 2.24; break; case 332: bar = 2.23; break; case 333: bar = 2.22; break; case 334: bar = 2.21; break; case 335: bar = 2.2; break; case 336: bar = 2.2; break; case 337: bar = 2.19; break; case 338: bar = 2.18; break; case 339: bar = 2.17; break; case 340: bar = 2.17; break; case 341: bar = 2.16; break; case 342: bar = 2.15; break; case 343: bar = 2.14; break; case 344: bar = 2.13; break; case 345: bar = 2.13; break; case 346: bar = 2.12; break; case 347: bar = 2.11; break; case 348: bar = 2.11; break; case 349: bar = 2.1; break; case 350: bar = 2.09; break; case 351: bar = 2.08; break; case 352: bar = 2.08; break; case 353: bar = 2.07; break; case 354: bar = 2.06; break; case 355: bar = 2.05; break; case 356: bar = 2.05; break; case 357: bar = 2.04; break; case 358: bar = 2.03; break; case 359: bar = 2.03; break; case 360: bar = 2.02; break; case 361: bar = 2.01; break; case 362: bar = 2.01; break; case 363: bar = 2; break; case 364: bar = 1.99; break; case 365: bar = 1.99; break; case 366: bar = 1.98; break; case 367: bar = 1.97; break; case 368: bar = 1.97; break; case 369: bar = 1.96; break; case 370: bar = 1.95; break; case 371: bar = 1.95; break; case 372: bar = 1.94; break; case 373: bar = 1.93; break; case 374: bar = 1.93; break; case 375: bar = 1.92; break; case 376: bar = 1.91; break; case 377: bar = 1.91; break; case 378: bar = 1.9; break; case 379: bar = 1.89; break; case 380: bar = 1.89; break; case 381: bar = 1.88; break; case 382: bar = 1.88; break; case 383: bar = 1.87; break; case 384: bar = 1.86; break; case 385: bar = 1.86; break; case 386: bar = 1.85; break; case 387: bar = 1.85; break; case 388: bar = 1.84; break; case 389: bar = 1.83; break; case 390: bar = 1.83; break; case 391: bar = 1.82; break; case 392: bar = 1.82; break; case 393: bar = 1.81; break; case 394: bar = 1.8; break; case 395: bar = 1.8; break; case 396: bar = 1.79; break; case 397: bar = 1.79; break; case 398: bar = 1.78; break; case 399: bar = 1.77; break; case 400: bar = 1.77; break; case 401: bar = 1.76; break; case 402: bar = 1.76; break; case 403: bar = 1.75; break; case 404: bar = 1.75; break; case 405: bar = 1.74; break; case 406: bar = 1.73; break; case 407: bar = 1.73; break; case 408: bar = 1.72; break; case 409: bar = 1.72; break; case 410: bar = 1.71; break; case 411: bar = 1.71; break; case 412: bar = 1.7; break; case 413: bar = 1.7; break; case 414: bar = 1.69; break; case 415: bar = 1.69; break; case 416: bar = 1.68; break; case 417: bar = 1.67; break; case 418: bar = 1.67; break; case 419: bar = 1.66; break; case 420: bar = 1.66; break; case 421: bar = 1.65; break; case 422: bar = 1.65; break; case 423: bar = 1.64; break; case 424: bar = 1.64; break; case 425: bar = 1.63; break; case 426: bar = 1.63; break; case 427: bar = 1.62; break; case 428: bar = 1.62; break; case 429: bar = 1.61; break; case 430: bar = 1.61; break; case 431: bar = 1.6; break; case 432: bar = 1.6; break; case 433: bar = 1.59; break; case 434: bar = 1.59; break; case 435: bar = 1.58; break; case 436: bar = 1.58; break; case 437: bar = 1.57; break; case 438: bar = 1.57; break; case 439: bar = 1.56; break; case 440: bar = 1.56; break; case 441: bar = 1.55; break; case 442: bar = 1.55; break; case 443: bar = 1.54; break; case 444: bar = 1.54; break; case 445: bar = 1.53; break; case 446: bar = 1.53; break; case 447: bar = 1.53; break; case 448: bar = 1.52; break; case 449: bar = 1.52; break; case 450: bar = 1.51; break; case 451: bar = 1.51; break; case 452: bar = 1.5; break; case 453: bar = 1.5; break; case 454: bar = 1.49; break; case 455: bar = 1.49; break; case 456: bar = 1.48; break; case 457: bar = 1.48; break; case 458: bar = 1.47; break; case 459: bar = 1.47; break; case 460: bar = 1.47; break; case 461: bar = 1.46; break; case 462: bar = 1.46; break; case 463: bar = 1.45; break; case 464: bar = 1.45; break; case 465: bar = 1.44; break; case 466: bar = 1.44; break; case 467: bar = 1.44; break; case 468: bar = 1.43; break; case 469: bar = 1.43; break; case 470: bar = 1.42; break; case 471: bar = 1.42; break; case 472: bar = 1.41; break; case 473: bar = 1.41; break; case 474: bar = 1.41; break; case 475: bar = 1.4; break; case 476: bar = 1.4; break; case 477: bar = 1.39; break; case 478: bar = 1.39; break; case 479: bar = 1.38; break; case 480: bar = 1.38; break; case 481: bar = 1.38; break; case 482: bar = 1.37; break; case 483: bar = 1.37; break; case 484: bar = 1.36; break; case 485: bar = 1.36; break; case 486: bar = 1.36; break; case 487: bar = 1.35; break; case 488: bar = 1.35; break; case 489: bar = 1.34; break; case 490: bar = 1.34; break; case 491: bar = 1.34; break; case 492: bar = 1.33; break; case 493: bar = 1.33; break; case 494: bar = 1.32; break; case 495: bar = 1.32; break; case 496: bar = 1.32; break; case 497: bar = 1.31; break; case 498: bar = 1.31; break; case 499: bar = 1.3; break; case 500: bar = 1.3; break; case 501: bar = 1.3; break; case 502: bar = 1.29; break; case 503: bar = 1.29; break; case 504: bar = 1.29; break; case 505: bar = 1.28; break; case 506: bar = 1.28; break; case 507: bar = 1.27; break; case 508: bar = 1.27; break; case 509: bar = 1.27; break; case 510: bar = 1.26; break; case 511: bar = 1.26; break; case 512: bar = 1.26; break; case 513: bar = 1.25; break; case 514: bar = 1.25; break; case 515: bar = 1.24; break; case 516: bar = 1.24; break; case 517: bar = 1.24; break; case 518: bar = 1.23; break; case 519: bar = 1.23; break; case 520: bar = 1.23; break; case 521: bar = 1.22; break; case 522: bar = 1.22; break; case 523: bar = 1.22; break; case 524: bar = 1.21; break; case 525: bar = 1.21; break; case 526: bar = 1.21; break; case 527: bar = 1.2; break; case 528: bar = 1.2; break; case 529: bar = 1.2; break; case 530: bar = 1.19; break; case 531: bar = 1.19; break; case 532: bar = 1.18; break; case 533: bar = 1.18; break; case 534: bar = 1.18; break; case 535: bar = 1.17; break; case 536: bar = 1.17; break; case 537: bar = 1.17; break; case 538: bar = 1.16; break; case 539: bar = 1.16; break; case 540: bar = 1.16; break; case 541: bar = 1.15; break; case 542: bar = 1.15; break; case 543: bar = 1.15; break; case 544: bar = 1.14; break; case 545: bar = 1.14; break; case 546: bar = 1.14; break; case 547: bar = 1.13; break; case 548: bar = 1.13; break; case 549: bar = 1.13; break; case 550: bar = 1.12; break; case 551: bar = 1.12; break; case 552: bar = 1.12; break; case 553: bar = 1.12; break; case 554: bar = 1.11; break; case 555: bar = 1.11; break; case 556: bar = 1.11; break; case 557: bar = 1.1; break; case 558: bar = 1.1; break; case 559: bar = 1.1; break; case 560: bar = 1.09; break; case 561: bar = 1.09; break; case 562: bar = 1.09; break; case 563: bar = 1.08; break; case 564: bar = 1.08; break; case 565: bar = 1.08; break; case 566: bar = 1.07; break; case 567: bar = 1.07; break; case 568: bar = 1.07; break; case 569: bar = 1.07; break; case 570: bar = 1.06; break; case 571: bar = 1.06; break; case 572: bar = 1.06; break; case 573: bar = 1.05; break; case 574: bar = 1.05; break; case 575: bar = 1.05; break; case 576: bar = 1.04; break; case 577: bar = 1.04; break; case 578: bar = 1.04; break; case 579: bar = 1.04; break; case 580: bar = 1.03; break; case 581: bar = 1.03; break; case 582: bar = 1.03; break; case 583: bar = 1.02; break; case 584: bar = 1.02; break; case 585: bar = 1.02; break; case 586: bar = 1.02; break; case 587: bar = 1.01; break; case 588: bar = 1.01; break; case 589: bar = 1.01; break; case 590: bar = 1; break; case 591: bar = 1; break; case 592: bar = 1; break; case 593: bar = 1; break; case 594: bar = 0.99; break; case 595: bar = 0.99; break; case 596: bar = 0.99; break; case 597: bar = 0.98; break; case 598: bar = 0.98; break; case 599: bar = 0.98; break; case 600: bar = 0.98; break; case 601: bar = 0.97; break; case 602: bar = 0.97; break; case 603: bar = 0.97; break; case 604: bar = 0.96; break; case 605: bar = 0.96; break; case 606: bar = 0.96; break; case 607: bar = 0.96; break; case 608: bar = 0.95; break; case 609: bar = 0.95; break; case 610: bar = 0.95; break; case 611: bar = 0.95; break; case 612: bar = 0.94; break; case 613: bar = 0.94; break; case 614: bar = 0.94; break; case 615: bar = 0.94; break; case 616: bar = 0.93; break; case 617: bar = 0.93; break; case 618: bar = 0.93; break; case 619: bar = 0.92; break; case 620: bar = 0.92; break; case 621: bar = 0.92; break; case 622: bar = 0.92; break; case 623: bar = 0.91; break; case 624: bar = 0.91; break; case 625: bar = 0.91; break; case 626: bar = 0.91; break; case 627: bar = 0.9; break; case 628: bar = 0.9; break; case 629: bar = 0.9; break; case 630: bar = 0.9; break; case 631: bar = 0.89; break; case 632: bar = 0.89; break; case 633: bar = 0.89; break; case 634: bar = 0.89; break; case 635: bar = 0.88; break; case 636: bar = 0.88; break; case 637: bar = 0.88; break; case 638: bar = 0.88; break; case 639: bar = 0.87; break; case 640: bar = 0.87; break; case 641: bar = 0.87; break; case 642: bar = 0.87; break; case 643: bar = 0.86; break; case 644: bar = 0.86; break; case 645: bar = 0.86; break; case 646: bar = 0.86; break; case 647: bar = 0.85; break; case 648: bar = 0.85; break; case 649: bar = 0.85; break; case 650: bar = 0.85; break; case 651: bar = 0.84; break; case 652: bar = 0.84; break; case 653: bar = 0.84; break; case 654: bar = 0.84; break; case 655: bar = 0.84; break; case 656: bar = 0.83; break; case 657: bar = 0.83; break; case 658: bar = 0.83; break; case 659: bar = 0.83; break; case 660: bar = 0.82; break; case 661: bar = 0.82; break; case 662: bar = 0.82; break; case 663: bar = 0.82; break; case 664: bar = 0.81; break; case 665: bar = 0.81; break; case 666: bar = 0.81; break; case 667: bar = 0.81; break; case 668: bar = 0.81; break; case 669: bar = 0.8; break; case 670: bar = 0.8; break; case 671: bar = 0.8; break; case 672: bar = 0.8; break; case 673: bar = 0.79; break; case 674: bar = 0.79; break; case 675: bar = 0.79; break; case 676: bar = 0.79; break; case 677: bar = 0.78; break; case 678: bar = 0.78; break; case 679: bar = 0.78; break; case 680: bar = 0.78; break; case 681: bar = 0.78; break; case 682: bar = 0.77; break; case 683: bar = 0.77; break; case 684: bar = 0.77; break; case 685: bar = 0.77; break; case 686: bar = 0.77; break; case 687: bar = 0.76; break; case 688: bar = 0.76; break; case 689: bar = 0.76; break; case 690: bar = 0.76; break; case 691: bar = 0.75; break; case 692: bar = 0.75; break; case 693: bar = 0.75; break; case 694: bar = 0.75; break; case 695: bar = 0.75; break; case 696: bar = 0.74; break; case 697: bar = 0.74; break; case 698: bar = 0.74; break; case 699: bar = 0.74; break; case 700: bar = 0.74; break; case 701: bar = 0.73; break; case 702: bar = 0.73; break; case 703: bar = 0.73; break; case 704: bar = 0.73; break; case 705: bar = 0.72; break; case 706: bar = 0.72; break; case 707: bar = 0.72; break; case 708: bar = 0.72; break; case 709: bar = 0.72; break; case 710: bar = 0.71; break; case 711: bar = 0.71; break; case 712: bar = 0.71; break; case 713: bar = 0.71; break; case 714: bar = 0.71; break; case 715: bar = 0.7; break; case 716: bar = 0.7; break; case 717: bar = 0.7; break; case 718: bar = 0.7; break; case 719: bar = 0.7; break; case 720: bar = 0.69; break; case 721: bar = 0.69; break; case 722: bar = 0.69; break; case 723: bar = 0.69; break; case 724: bar = 0.69; break; case 725: bar = 0.68; break; case 726: bar = 0.68; break; case 727: bar = 0.68; break; case 728: bar = 0.68; break; case 729: bar = 0.68; break; case 730: bar = 0.67; break; case 731: bar = 0.67; break; case 732: bar = 0.67; break; case 733: bar = 0.67; break; case 734: bar = 0.67; break; case 735: bar = 0.67; break; case 736: bar = 0.66; break; case 737: bar = 0.66; break; case 738: bar = 0.66; break; case 739: bar = 0.66; break; case 740: bar = 0.66; break; case 741: bar = 0.65; break; case 742: bar = 0.65; break; case 743: bar = 0.65; break; case 744: bar = 0.65; break; case 745: bar = 0.65; break; case 746: bar = 0.64; break; case 747: bar = 0.64; break; case 748: bar = 0.64; break; case 749: bar = 0.64; break; case 750: bar = 0.64; break; case 751: bar = 0.64; break; case 752: bar = 0.63; break; case 753: bar = 0.63; break; case 754: bar = 0.63; break; case 755: bar = 0.63; break; case 756: bar = 0.63; break; case 757: bar = 0.62; break; case 758: bar = 0.62; break; case 759: bar = 0.62; break; case 760: bar = 0.62; break; case 761: bar = 0.62; break; case 762: bar = 0.61; break; case 763: bar = 0.61; break; case 764: bar = 0.61; break; case 765: bar = 0.61; break; case 766: bar = 0.61; break; case 767: bar = 0.61; break; case 768: bar = 0.6; break; case 769: bar = 0.6; break; case 770: bar = 0.6; break; case 771: bar = 0.6; break; case 772: bar = 0.6; break; case 773: bar = 0.6; break; case 774: bar = 0.59; break; case 775: bar = 0.59; break; case 776: bar = 0.59; break; case 777: bar = 0.59; break; case 778: bar = 0.59; break; case 779: bar = 0.59; break; case 780: bar = 0.58; break; case 781: bar = 0.58; break; case 782: bar = 0.58; break; case 783: bar = 0.58; break; case 784: bar = 0.58; break; case 785: bar = 0.57; break; case 786: bar = 0.57; break; case 787: bar = 0.57; break; case 788: bar = 0.57; break; case 789: bar = 0.57; break; case 790: bar = 0.57; break; case 791: bar = 0.56; break; case 792: bar = 0.56; break; case 793: bar = 0.56; break; case 794: bar = 0.56; break; case 795: bar = 0.56; break; case 796: bar = 0.56; break; case 797: bar = 0.55; break; case 798: bar = 0.55; break; case 799: bar = 0.55; break; case 800: bar = 0.55; break; case 801: bar = 0.55; break; case 802: bar = 0.55; break; case 803: bar = 0.54; break; case 804: bar = 0.54; break; case 805: bar = 0.54; break; case 806: bar = 0.54; break; case 807: bar = 0.54; break; case 808: bar = 0.54; break; case 809: bar = 0.53; break; case 810: bar = 0.53; break; case 811: bar = 0.53; break; case 812: bar = 0.53; break; case 813: bar = 0.53; break; case 814: bar = 0.53; break; case 815: bar = 0.53; break; case 816: bar = 0.52; break; case 817: bar = 0.52; break; case 818: bar = 0.52; break; case 819: bar = 0.52; break; case 820: bar = 0.52; break; case 821: bar = 0.52; break; case 822: bar = 0.51; break; case 823: bar = 0.51; break; case 824: bar = 0.51; break; case 825: bar = 0.51; break; case 826: bar = 0.51; break; case 827: bar = 0.51; break; case 828: bar = 0.5; break; case 829: bar = 0.5; break; case 830: bar = 0.5; break; case 831: bar = 0.5; break; case 832: bar = 0.5; break; case 833: bar = 0.5; break; case 834: bar = 0.5; break; case 835: bar = 0.49; break; case 836: bar = 0.49; break; case 837: bar = 0.49; break; case 838: bar = 0.49; break; case 839: bar = 0.49; break; case 840: bar = 0.49; break; case 841: bar = 0.48; break; case 842: bar = 0.48; break; case 843: bar = 0.48; break; case 844: bar = 0.48; break; case 845: bar = 0.48; break; case 846: bar = 0.48; break; case 847: bar = 0.48; break; case 848: bar = 0.47; break; case 849: bar = 0.47; break; case 850: bar = 0.47; break; case 851: bar = 0.47; break; case 852: bar = 0.47; break; case 853: bar = 0.47; break; case 854: bar = 0.47; break; case 855: bar = 0.46; break; case 856: bar = 0.46; break; case 857: bar = 0.46; break; case 858: bar = 0.46; break; case 859: bar = 0.46; break; case 860: bar = 0.46; break; case 861: bar = 0.46; break; case 862: bar = 0.45; break; case 863: bar = 0.45; break; case 864: bar = 0.45; break; case 865: bar = 0.45; break; case 866: bar = 0.45; break; case 867: bar = 0.45; break; case 868: bar = 0.45; break; case 869: bar = 0.44; break; case 870: bar = 0.44; break; case 871: bar = 0.44; break; case 872: bar = 0.44; break; case 873: bar = 0.44; break; case 874: bar = 0.44; break; case 875: bar = 0.44; break; case 876: bar = 0.43; break; case 877: bar = 0.43; break; case 878: bar = 0.43; break; case 879: bar = 0.43; break; case 880: bar = 0.43; break; case 881: bar = 0.43; break; case 882: bar = 0.43; break; case 883: bar = 0.42; break; case 884: bar = 0.42; break; case 885: bar = 0.42; break; case 886: bar = 0.42; break; case 887: bar = 0.42; break; case 888: bar = 0.42; break; case 889: bar = 0.42; break; case 890: bar = 0.41; break; case 891: bar = 0.41; break; case 892: bar = 0.41; break; case 893: bar = 0.41; break; case 894: bar = 0.41; break; case 895: bar = 0.41; break; case 896: bar = 0.41; break; case 897: bar = 0.41; break; case 898: bar = 0.4; break; case 899: bar = 0.4; break; case 900: bar = 0.4; break; case 901: bar = 0.4; break; case 902: bar = 0.4; break; case 903: bar = 0.4; break; case 904: bar = 0.4; break; case 905: bar = 0.39; break; case 906: bar = 0.39; break; case 907: bar = 0.39; break; case 908: bar = 0.39; break; case 909: bar = 0.39; break; case 910: bar = 0.39; break; case 911: bar = 0.39; break; case 912: bar = 0.39; break; case 913: bar = 0.38; break; case 914: bar = 0.38; break; case 915: bar = 0.38; break; case 916: bar = 0.38; break; case 917: bar = 0.38; break; case 918: bar = 0.38; break; case 919: bar = 0.38; break; case 920: bar = 0.38; break; case 921: bar = 0.37; break; case 922: bar = 0.37; break; case 923: bar = 0.37; break; case 924: bar = 0.37; break; case 925: bar = 0.37; break; case 926: bar = 0.37; break; case 927: bar = 0.37; break; case 928: bar = 0.37; break; case 929: bar = 0.36; break; case 930: bar = 0.36; break; case 931: bar = 0.36; break; case 932: bar = 0.36; break; case 933: bar = 0.36; break; case 934: bar = 0.36; break; case 935: bar = 0.36; break; case 936: bar = 0.36; break; case 937: bar = 0.35; break; case 938: bar = 0.35; break; case 939: bar = 0.35; break; case 940: bar = 0.35; break; case 941: bar = 0.35; break; case 942: bar = 0.35; break; case 943: bar = 0.35; break; case 944: bar = 0.35; break; case 945: bar = 0.34; break; case 946: bar = 0.34; break; case 947: bar = 0.34; break; case 948: bar = 0.34; break; case 949: bar = 0.34; break; case 950: bar = 0.34; break; case 951: bar = 0.34; break; case 952: bar = 0.34; break; case 953: bar = 0.33; break; case 954: bar = 0.33; break; case 955: bar = 0.33; break; case 956: bar = 0.33; break; case 957: bar = 0.33; break; case 958: bar = 0.33; break; case 959: bar = 0.33; break; case 960: bar = 0.33; break; case 961: bar = 0.32; break; case 962: bar = 0.32; break; case 963: bar = 0.32; break; case 964: bar = 0.32; break; case 965: bar = 0.32; break; case 966: bar = 0.32; break; case 967: bar = 0.32; break; case 968: bar = 0.32; break; case 969: bar = 0.32; break; case 970: bar = 0.31; break; case 971: bar = 0.31; break; case 972: bar = 0.31; break; case 973: bar = 0.31; break; case 974: bar = 0.31; break; case 975: bar = 0.31; break; case 976: bar = 0.31; break; case 977: bar = 0.31; break; case 978: bar = 0.3; break; case 979: bar = 0.3; break; case 980: bar = 0.3; break; case 981: bar = 0.3; break; case 982: bar = 0.3; break; case 983: bar = 0.3; break; case 984: bar = 0.3; break; case 985: bar = 0.3; break; case 986: bar = 0.3; break; case 987: bar = 0.29; break; case 988: bar = 0.29; break; case 989: bar = 0.29; break; case 990: bar = 0.29; break; case 991: bar = 0.29; break; case 992: bar = 0.29; break; case 993: bar = 0.29; break; case 994: bar = 0.29; break; case 995: bar = 0.29; break; case 996: bar = 0.28; break; case 997: bar = 0.28; break; case 998: bar = 0.28; break; case 999: bar = 0.28; break; case 1000: bar = 0.28; break; case 1001: bar = 0.28; break; case 1002: bar = 0.28; break; case 1003: bar = 0.28; break; case 1004: bar = 0.28; break; case 1005: bar = 0.27; break; case 1006: bar = 0.27; break; case 1007: bar = 0.27; break; case 1008: bar = 0.27; break; case 1009: bar = 0.27; break; case 1010: bar = 0.27; break; case 1011: bar = 0.27; break; case 1012: bar = 0.27; break; case 1013: bar = 0.27; break; case 1014: bar = 0.26; break; case 1015: bar = 0.26; break; case 1016: bar = 0.26; break; case 1017: bar = 0.26; break; case 1018: bar = 0.26; break; case 1019: bar = 0.26; break; case 1020: bar = 0.26; break; case 1021: bar = 0.26; break; case 1022: bar = 0.26; break; case 1023: bar = 0.26; break; case 1024: bar = 0.25; break;
case 121: bar = 6.32; break; | case 121: bar = 6.32; break; case 122: bar = 6.27; break; case 123: bar = 6.23; break; case 124: bar = 6.18; break; case 125: bar = 6.13; break; case 126: bar = 6.09; break; case 127: bar = 6.04; break; case 128: bar = 6; break; case 129: bar = 5.95; break; case 130: bar = 5.91; break; case 131: bar = 5.87; break; case 132: bar = 5.83; break; case 133: bar = 5.79; break; case 134: bar = 5.75; break; case 135: bar = 5.71; break; case 136: bar = 5.67; break; case 137: bar = 5.63; break; case 138: bar = 5.59; break; case 139: bar = 5.55; break; case 140: bar = 5.51; break; case 141: bar = 5.47; break; case 142: bar = 5.44; break; case 143: bar = 5.4; break; case 144: bar = 5.37; break; case 145: bar = 5.33; break; case 146: bar = 5.3; break; case 147: bar = 5.26; break; case 148: bar = 5.23; break; case 149: bar = 5.19; break; case 150: bar = 5.16; break; case 151: bar = 5.13; break; case 152: bar = 5.09; break; case 153: bar = 5.06; break; case 154: bar = 5.03; break; case 155: bar = 5; break; case 156: bar = 4.97; break; case 157: bar = 4.94; break; case 158: bar = 4.91; break; case 159: bar = 4.88; break; case 160: bar = 4.85; break; case 161: bar = 4.82; break; case 162: bar = 4.79; break; case 163: bar = 4.76; break; case 164: bar = 4.73; break; case 165: bar = 4.7; break; case 166: bar = 4.68; break; case 167: bar = 4.65; break; case 168: bar = 4.62; break; case 169: bar = 4.59; break; case 170: bar = 4.57; break; case 171: bar = 4.54; break; case 172: bar = 4.52; break; case 173: bar = 4.49; break; case 174: bar = 4.46; break; case 175: bar = 4.44; break; case 176: bar = 4.41; break; case 177: bar = 4.39; break; case 178: bar = 4.36; break; case 179: bar = 4.34; break; case 180: bar = 4.32; break; case 181: bar = 4.29; break; case 182: bar = 4.27; break; case 183: bar = 4.25; break; case 184: bar = 4.22; break; case 185: bar = 4.2; break; case 186: bar = 4.18; break; case 187: bar = 4.15; break; case 188: bar = 4.13; break; case 189: bar = 4.11; break; case 190: bar = 4.09; break; case 191: bar = 4.07; break; case 192: bar = 4.05; break; case 193: bar = 4.02; break; case 194: bar = 4; break; case 195: bar = 3.98; break; case 196: bar = 3.96; break; case 197: bar = 3.94; break; case 198: bar = 3.92; break; case 199: bar = 3.9; break; case 200: bar = 3.88; break; case 201: bar = 3.86; break; case 202: bar = 3.84; break; case 203: bar = 3.82; break; case 204: bar = 3.8; break; case 205: bar = 3.78; break; case 206: bar = 3.77; break; case 207: bar = 3.75; break; case 208: bar = 3.73; break; case 209: bar = 3.71; break; case 210: bar = 3.69; break; case 211: bar = 3.67; break; case 212: bar = 3.66; break; case 213: bar = 3.64; break; case 214: bar = 3.62; break; case 215: bar = 3.6; break; case 216: bar = 3.59; break; case 217: bar = 3.57; break; case 218: bar = 3.55; break; case 219: bar = 3.53; break; case 220: bar = 3.52; break; case 221: bar = 3.5; break; case 222: bar = 3.48; break; case 223: bar = 3.47; break; case 224: bar = 3.45; break; case 225: bar = 3.44; break; case 226: bar = 3.42; break; case 227: bar = 3.4; break; case 228: bar = 3.39; break; case 229: bar = 3.37; break; case 230: bar = 3.36; break; case 231: bar = 3.34; break; case 232: bar = 3.33; break; case 233: bar = 3.31; break; case 234: bar = 3.3; break; case 235: bar = 3.28; break; case 236: bar = 3.27; break; case 237: bar = 3.25; break; case 238: bar = 3.24; break; case 239: bar = 3.22; break; case 240: bar = 3.21; break; case 241: bar = 3.19; break; case 242: bar = 3.18; break; case 243: bar = 3.17; break; case 244: bar = 3.15; break; case 245: bar = 3.14; break; case 246: bar = 3.12; break; case 247: bar = 3.11; break; case 248: bar = 3.1; break; case 249: bar = 3.08; break; case 250: bar = 3.07; break; case 251: bar = 3.06; break; case 252: bar = 3.04; break; case 253: bar = 3.03; break; case 254: bar = 3.02; break; case 255: bar = 3.01; break; case 256: bar = 2.99; break; case 257: bar = 2.98; break; case 258: bar = 2.97; break; case 259: bar = 2.96; break; case 260: bar = 2.94; break; case 261: bar = 2.93; break; case 262: bar = 2.92; break; case 263: bar = 2.91; break; case 264: bar = 2.89; break; case 265: bar = 2.88; break; case 266: bar = 2.87; break; case 267: bar = 2.86; break; case 268: bar = 2.85; break; case 269: bar = 2.83; break; case 270: bar = 2.82; break; case 271: bar = 2.81; break; case 272: bar = 2.8; break; case 273: bar = 2.79; break; case 274: bar = 2.78; break; case 275: bar = 2.77; break; case 276: bar = 2.76; break; case 277: bar = 2.74; break; case 278: bar = 2.73; break; case 279: bar = 2.72; break; case 280: bar = 2.71; break; case 281: bar = 2.7; break; case 282: bar = 2.69; break; case 283: bar = 2.68; break; case 284: bar = 2.67; break; case 285: bar = 2.66; break; case 286: bar = 2.65; break; case 287: bar = 2.64; break; case 288: bar = 2.63; break; case 289: bar = 2.62; break; case 290: bar = 2.61; break; case 291: bar = 2.6; break; case 292: bar = 2.59; break; case 293: bar = 2.58; break; case 294: bar = 2.57; break; case 295: bar = 2.56; break; case 296: bar = 2.55; break; case 297: bar = 2.54; break; case 298: bar = 2.53; break; case 299: bar = 2.52; break; case 300: bar = 2.51; break; case 301: bar = 2.5; break; case 302: bar = 2.49; break; case 303: bar = 2.48; break; case 304: bar = 2.47; break; case 305: bar = 2.46; break; case 306: bar = 2.45; break; case 307: bar = 2.44; break; case 308: bar = 2.43; break; case 309: bar = 2.42; break; case 310: bar = 2.41; break; case 311: bar = 2.41; break; case 312: bar = 2.4; break; case 313: bar = 2.39; break; case 314: bar = 2.38; break; case 315: bar = 2.37; break; case 316: bar = 2.36; break; case 317: bar = 2.35; break; case 318: bar = 2.34; break; case 319: bar = 2.34; break; case 320: bar = 2.33; break; case 321: bar = 2.32; break; case 322: bar = 2.31; break; case 323: bar = 2.3; break; case 324: bar = 2.29; break; case 325: bar = 2.28; break; case 326: bar = 2.28; break; case 327: bar = 2.27; break; case 328: bar = 2.26; break; case 329: bar = 2.25; break; case 330: bar = 2.24; break; case 331: bar = 2.24; break; case 332: bar = 2.23; break; case 333: bar = 2.22; break; case 334: bar = 2.21; break; case 335: bar = 2.2; break; case 336: bar = 2.2; break; case 337: bar = 2.19; break; case 338: bar = 2.18; break; case 339: bar = 2.17; break; case 340: bar = 2.17; break; case 341: bar = 2.16; break; case 342: bar = 2.15; break; case 343: bar = 2.14; break; case 344: bar = 2.13; break; case 345: bar = 2.13; break; case 346: bar = 2.12; break; case 347: bar = 2.11; break; case 348: bar = 2.11; break; case 349: bar = 2.1; break; case 350: bar = 2.09; break; case 351: bar = 2.08; break; case 352: bar = 2.08; break; case 353: bar = 2.07; break; case 354: bar = 2.06; break; case 355: bar = 2.05; break; case 356: bar = 2.05; break; case 357: bar = 2.04; break; case 358: bar = 2.03; break; case 359: bar = 2.03; break; case 360: bar = 2.02; break; case 361: bar = 2.01; break; case 362: bar = 2.01; break; case 363: bar = 2; break; case 364: bar = 1.99; break; case 365: bar = 1.99; break; case 366: bar = 1.98; break; case 367: bar = 1.97; break; case 368: bar = 1.97; break; case 369: bar = 1.96; break; case 370: bar = 1.95; break; case 371: bar = 1.95; break; case 372: bar = 1.94; break; case 373: bar = 1.93; break; case 374: bar = 1.93; break; case 375: bar = 1.92; break; case 376: bar = 1.91; break; case 377: bar = 1.91; break; case 378: bar = 1.9; break; case 379: bar = 1.89; break; case 380: bar = 1.89; break; case 381: bar = 1.88; break; case 382: bar = 1.88; break; case 383: bar = 1.87; break; case 384: bar = 1.86; break; case 385: bar = 1.86; break; case 386: bar = 1.85; break; case 387: bar = 1.85; break; case 388: bar = 1.84; break; case 389: bar = 1.83; break; case 390: bar = 1.83; break; case 391: bar = 1.82; break; case 392: bar = 1.82; break; case 393: bar = 1.81; break; case 394: bar = 1.8; break; case 395: bar = 1.8; break; case 396: bar = 1.79; break; case 397: bar = 1.79; break; case 398: bar = 1.78; break; case 399: bar = 1.77; break; case 400: bar = 1.77; break; case 401: bar = 1.76; break; case 402: bar = 1.76; break; case 403: bar = 1.75; break; case 404: bar = 1.75; break; case 405: bar = 1.74; break; case 406: bar = 1.73; break; case 407: bar = 1.73; break; case 408: bar = 1.72; break; case 409: bar = 1.72; break; case 410: bar = 1.71; break; case 411: bar = 1.71; break; case 412: bar = 1.7; break; case 413: bar = 1.7; break; case 414: bar = 1.69; break; case 415: bar = 1.69; break; case 416: bar = 1.68; break; case 417: bar = 1.67; break; case 418: bar = 1.67; break; case 419: bar = 1.66; break; case 420: bar = 1.66; break; case 421: bar = 1.65; break; case 422: bar = 1.65; break; case 423: bar = 1.64; break; case 424: bar = 1.64; break; case 425: bar = 1.63; break; case 426: bar = 1.63; break; case 427: bar = 1.62; break; case 428: bar = 1.62; break; case 429: bar = 1.61; break; case 430: bar = 1.61; break; case 431: bar = 1.6; break; case 432: bar = 1.6; break; case 433: bar = 1.59; break; case 434: bar = 1.59; break; case 435: bar = 1.58; break; case 436: bar = 1.58; break; case 437: bar = 1.57; break; case 438: bar = 1.57; break; case 439: bar = 1.56; break; case 440: bar = 1.56; break; case 441: bar = 1.55; break; case 442: bar = 1.55; break; case 443: bar = 1.54; break; case 444: bar = 1.54; break; case 445: bar = 1.53; break; case 446: bar = 1.53; break; case 447: bar = 1.53; break; case 448: bar = 1.52; break; case 449: bar = 1.52; break; case 450: bar = 1.51; break; case 451: bar = 1.51; break; case 452: bar = 1.5; break; case 453: bar = 1.5; break; case 454: bar = 1.49; break; case 455: bar = 1.49; break; case 456: bar = 1.48; break; case 457: bar = 1.48; break; case 458: bar = 1.47; break; case 459: bar = 1.47; break; case 460: bar = 1.47; break; case 461: bar = 1.46; break; case 462: bar = 1.46; break; case 463: bar = 1.45; break; case 464: bar = 1.45; break; case 465: bar = 1.44; break; case 466: bar = 1.44; break; case 467: bar = 1.44; break; case 468: bar = 1.43; break; case 469: bar = 1.43; break; case 470: bar = 1.42; break; case 471: bar = 1.42; break; case 472: bar = 1.41; break; case 473: bar = 1.41; break; case 474: bar = 1.41; break; case 475: bar = 1.4; break; case 476: bar = 1.4; break; case 477: bar = 1.39; break; case 478: bar = 1.39; break; case 479: bar = 1.38; break; case 480: bar = 1.38; break; case 481: bar = 1.38; break; case 482: bar = 1.37; break; case 483: bar = 1.37; break; case 484: bar = 1.36; break; case 485: bar = 1.36; break; case 486: bar = 1.36; break; case 487: bar = 1.35; break; case 488: bar = 1.35; break; case 489: bar = 1.34; break; case 490: bar = 1.34; break; case 491: bar = 1.34; break; case 492: bar = 1.33; break; case 493: bar = 1.33; break; case 494: bar = 1.32; break; case 495: bar = 1.32; break; case 496: bar = 1.32; break; case 497: bar = 1.31; break; case 498: bar = 1.31; break; case 499: bar = 1.3; break; case 500: bar = 1.3; break; case 501: bar = 1.3; break; case 502: bar = 1.29; break; case 503: bar = 1.29; break; case 504: bar = 1.29; break; case 505: bar = 1.28; break; case 506: bar = 1.28; break; case 507: bar = 1.27; break; case 508: bar = 1.27; break; case 509: bar = 1.27; break; case 510: bar = 1.26; break; case 511: bar = 1.26; break; case 512: bar = 1.26; break; case 513: bar = 1.25; break; case 514: bar = 1.25; break; case 515: bar = 1.24; break; case 516: bar = 1.24; break; case 517: bar = 1.24; break; case 518: bar = 1.23; break; case 519: bar = 1.23; break; case 520: bar = 1.23; break; case 521: bar = 1.22; break; case 522: bar = 1.22; break; case 523: bar = 1.22; break; case 524: bar = 1.21; break; case 525: bar = 1.21; break; case 526: bar = 1.21; break; case 527: bar = 1.2; break; case 528: bar = 1.2; break; case 529: bar = 1.2; break; case 530: bar = 1.19; break; case 531: bar = 1.19; break; case 532: bar = 1.18; break; case 533: bar = 1.18; break; case 534: bar = 1.18; break; case 535: bar = 1.17; break; case 536: bar = 1.17; break; case 537: bar = 1.17; break; case 538: bar = 1.16; break; case 539: bar = 1.16; break; case 540: bar = 1.16; break; case 541: bar = 1.15; break; case 542: bar = 1.15; break; case 543: bar = 1.15; break; case 544: bar = 1.14; break; case 545: bar = 1.14; break; case 546: bar = 1.14; break; case 547: bar = 1.13; break; case 548: bar = 1.13; break; case 549: bar = 1.13; break; case 550: bar = 1.12; break; case 551: bar = 1.12; break; case 552: bar = 1.12; break; case 553: bar = 1.12; break; case 554: bar = 1.11; break; case 555: bar = 1.11; break; case 556: bar = 1.11; break; case 557: bar = 1.1; break; case 558: bar = 1.1; break; case 559: bar = 1.1; break; case 560: bar = 1.09; break; case 561: bar = 1.09; break; case 562: bar = 1.09; break; case 563: bar = 1.08; break; case 564: bar = 1.08; break; case 565: bar = 1.08; break; case 566: bar = 1.07; break; case 567: bar = 1.07; break; case 568: bar = 1.07; break; case 569: bar = 1.07; break; case 570: bar = 1.06; break; case 571: bar = 1.06; break; case 572: bar = 1.06; break; case 573: bar = 1.05; break; case 574: bar = 1.05; break; case 575: bar = 1.05; break; case 576: bar = 1.04; break; case 577: bar = 1.04; break; case 578: bar = 1.04; break; case 579: bar = 1.04; break; case 580: bar = 1.03; break; case 581: bar = 1.03; break; case 582: bar = 1.03; break; case 583: bar = 1.02; break; case 584: bar = 1.02; break; case 585: bar = 1.02; break; case 586: bar = 1.02; break; case 587: bar = 1.01; break; case 588: bar = 1.01; break; case 589: bar = 1.01; break; case 590: bar = 1; break; case 591: bar = 1; break; case 592: bar = 1; break; case 593: bar = 1; break; case 594: bar = 0.99; break; case 595: bar = 0.99; break; case 596: bar = 0.99; break; case 597: bar = 0.98; break; case 598: bar = 0.98; break; case 599: bar = 0.98; break; case 600: bar = 0.98; break; case 601: bar = 0.97; break; case 602: bar = 0.97; break; case 603: bar = 0.97; break; case 604: bar = 0.96; break; case 605: bar = 0.96; break; case 606: bar = 0.96; break; case 607: bar = 0.96; break; case 608: bar = 0.95; break; case 609: bar = 0.95; break; case 610: bar = 0.95; break; case 611: bar = 0.95; break; case 612: bar = 0.94; break; case 613: bar = 0.94; break; case 614: bar = 0.94; break; case 615: bar = 0.94; break; case 616: bar = 0.93; break; case 617: bar = 0.93; break; case 618: bar = 0.93; break; case 619: bar = 0.92; break; case 620: bar = 0.92; break; case 621: bar = 0.92; break; case 622: bar = 0.92; break; case 623: bar = 0.91; break; case 624: bar = 0.91; break; case 625: bar = 0.91; break; case 626: bar = 0.91; break; case 627: bar = 0.9; break; case 628: bar = 0.9; break; case 629: bar = 0.9; break; case 630: bar = 0.9; break; case 631: bar = 0.89; break; case 632: bar = 0.89; break; case 633: bar = 0.89; break; case 634: bar = 0.89; break; case 635: bar = 0.88; break; case 636: bar = 0.88; break; case 637: bar = 0.88; break; case 638: bar = 0.88; break; case 639: bar = 0.87; break; case 640: bar = 0.87; break; case 641: bar = 0.87; break; case 642: bar = 0.87; break; case 643: bar = 0.86; break; case 644: bar = 0.86; break; case 645: bar = 0.86; break; case 646: bar = 0.86; break; case 647: bar = 0.85; break; case 648: bar = 0.85; break; case 649: bar = 0.85; break; case 650: bar = 0.85; break; case 651: bar = 0.84; break; case 652: bar = 0.84; break; case 653: bar = 0.84; break; case 654: bar = 0.84; break; case 655: bar = 0.84; break; case 656: bar = 0.83; break; case 657: bar = 0.83; break; case 658: bar = 0.83; break; case 659: bar = 0.83; break; case 660: bar = 0.82; break; case 661: bar = 0.82; break; case 662: bar = 0.82; break; case 663: bar = 0.82; break; case 664: bar = 0.81; break; case 665: bar = 0.81; break; case 666: bar = 0.81; break; case 667: bar = 0.81; break; case 668: bar = 0.81; break; case 669: bar = 0.8; break; case 670: bar = 0.8; break; case 671: bar = 0.8; break; case 672: bar = 0.8; break; case 673: bar = 0.79; break; case 674: bar = 0.79; break; case 675: bar = 0.79; break; case 676: bar = 0.79; break; case 677: bar = 0.78; break; case 678: bar = 0.78; break; case 679: bar = 0.78; break; case 680: bar = 0.78; break; case 681: bar = 0.78; break; case 682: bar = 0.77; break; case 683: bar = 0.77; break; case 684: bar = 0.77; break; case 685: bar = 0.77; break; case 686: bar = 0.77; break; case 687: bar = 0.76; break; case 688: bar = 0.76; break; case 689: bar = 0.76; break; case 690: bar = 0.76; break; case 691: bar = 0.75; break; case 692: bar = 0.75; break; case 693: bar = 0.75; break; case 694: bar = 0.75; break; case 695: bar = 0.75; break; case 696: bar = 0.74; break; case 697: bar = 0.74; break; case 698: bar = 0.74; break; case 699: bar = 0.74; break; case 700: bar = 0.74; break; case 701: bar = 0.73; break; case 702: bar = 0.73; break; case 703: bar = 0.73; break; case 704: bar = 0.73; break; case 705: bar = 0.72; break; case 706: bar = 0.72; break; case 707: bar = 0.72; break; case 708: bar = 0.72; break; case 709: bar = 0.72; break; case 710: bar = 0.71; break; case 711: bar = 0.71; break; case 712: bar = 0.71; break; case 713: bar = 0.71; break; case 714: bar = 0.71; break; case 715: bar = 0.7; break; case 716: bar = 0.7; break; case 717: bar = 0.7; break; case 718: bar = 0.7; break; case 719: bar = 0.7; break; case 720: bar = 0.69; break; case 721: bar = 0.69; break; case 722: bar = 0.69; break; case 723: bar = 0.69; break; case 724: bar = 0.69; break; case 725: bar = 0.68; break; case 726: bar = 0.68; break; case 727: bar = 0.68; break; case 728: bar = 0.68; break; case 729: bar = 0.68; break; case 730: bar = 0.67; break; case 731: bar = 0.67; break; case 732: bar = 0.67; break; case 733: bar = 0.67; break; case 734: bar = 0.67; break; case 735: bar = 0.67; break; case 736: bar = 0.66; break; case 737: bar = 0.66; break; case 738: bar = 0.66; break; case 739: bar = 0.66; break; case 740: bar = 0.66; break; case 741: bar = 0.65; break; case 742: bar = 0.65; break; case 743: bar = 0.65; break; case 744: bar = 0.65; break; case 745: bar = 0.65; break; case 746: bar = 0.64; break; case 747: bar = 0.64; break; case 748: bar = 0.64; break; case 749: bar = 0.64; break; case 750: bar = 0.64; break; case 751: bar = 0.64; break; case 752: bar = 0.63; break; case 753: bar = 0.63; break; case 754: bar = 0.63; break; case 755: bar = 0.63; break; case 756: bar = 0.63; break; case 757: bar = 0.62; break; case 758: bar = 0.62; break; case 759: bar = 0.62; break; case 760: bar = 0.62; break; case 761: bar = 0.62; break; case 762: bar = 0.61; break; case 763: bar = 0.61; break; case 764: bar = 0.61; break; case 765: bar = 0.61; break; case 766: bar = 0.61; break; case 767: bar = 0.61; break; case 768: bar = 0.6; break; case 769: bar = 0.6; break; case 770: bar = 0.6; break; case 771: bar = 0.6; break; case 772: bar = 0.6; break; case 773: bar = 0.6; break; case 774: bar = 0.59; break; case 775: bar = 0.59; break; case 776: bar = 0.59; break; case 777: bar = 0.59; break; case 778: bar = 0.59; break; case 779: bar = 0.59; break; case 780: bar = 0.58; break; case 781: bar = 0.58; break; case 782: bar = 0.58; break; case 783: bar = 0.58; break; case 784: bar = 0.58; break; case 785: bar = 0.57; break; case 786: bar = 0.57; break; case 787: bar = 0.57; break; case 788: bar = 0.57; break; case 789: bar = 0.57; break; case 790: bar = 0.57; break; case 791: bar = 0.56; break; case 792: bar = 0.56; break; case 793: bar = 0.56; break; case 794: bar = 0.56; break; case 795: bar = 0.56; break; case 796: bar = 0.56; break; case 797: bar = 0.55; break; case 798: bar = 0.55; break; case 799: bar = 0.55; break; case 800: bar = 0.55; break; case 801: bar = 0.55; break; case 802: bar = 0.55; break; case 803: bar = 0.54; break; case 804: bar = 0.54; break; case 805: bar = 0.54; break; case 806: bar = 0.54; break; case 807: bar = 0.54; break; case 808: bar = 0.54; break; case 809: bar = 0.53; break; case 810: bar = 0.53; break; case 811: bar = 0.53; break; case 812: bar = 0.53; break; case 813: bar = 0.53; break; case 814: bar = 0.53; break; case 815: bar = 0.53; break; case 816: bar = 0.52; break; case 817: bar = 0.52; break; case 818: bar = 0.52; break; case 819: bar = 0.52; break; case 820: bar = 0.52; break; case 821: bar = 0.52; break; case 822: bar = 0.51; break; case 823: bar = 0.51; break; case 824: bar = 0.51; break; case 825: bar = 0.51; break; case 826: bar = 0.51; break; case 827: bar = 0.51; break; case 828: bar = 0.5; break; case 829: bar = 0.5; break; case 830: bar = 0.5; break; case 831: bar = 0.5; break; case 832: bar = 0.5; break; case 833: bar = 0.5; break; case 834: bar = 0.5; break; case 835: bar = 0.49; break; case 836: bar = 0.49; break; case 837: bar = 0.49; break; case 838: bar = 0.49; break; case 839: bar = 0.49; break; case 840: bar = 0.49; break; case 841: bar = 0.48; break; case 842: bar = 0.48; break; case 843: bar = 0.48; break; case 844: bar = 0.48; break; case 845: bar = 0.48; break; case 846: bar = 0.48; break; case 847: bar = 0.48; break; case 848: bar = 0.47; break; case 849: bar = 0.47; break; case 850: bar = 0.47; break; case 851: bar = 0.47; break; case 852: bar = 0.47; break; case 853: bar = 0.47; break; case 854: bar = 0.47; break; case 855: bar = 0.46; break; case 856: bar = 0.46; break; case 857: bar = 0.46; break; case 858: bar = 0.46; break; case 859: bar = 0.46; break; case 860: bar = 0.46; break; case 861: bar = 0.46; break; case 862: bar = 0.45; break; case 863: bar = 0.45; break; case 864: bar = 0.45; break; case 865: bar = 0.45; break; case 866: bar = 0.45; break; case 867: bar = 0.45; break; case 868: bar = 0.45; break; case 869: bar = 0.44; break; case 870: bar = 0.44; break; case 871: bar = 0.44; break; case 872: bar = 0.44; break; case 873: bar = 0.44; break; case 874: bar = 0.44; break; case 875: bar = 0.44; break; case 876: bar = 0.43; break; case 877: bar = 0.43; break; case 878: bar = 0.43; break; case 879: bar = 0.43; break; case 880: bar = 0.43; break; case 881: bar = 0.43; break; case 882: bar = 0.43; break; case 883: bar = 0.42; break; case 884: bar = 0.42; break; case 885: bar = 0.42; break; case 886: bar = 0.42; break; case 887: bar = 0.42; break; case 888: bar = 0.42; break; case 889: bar = 0.42; break; case 890: bar = 0.41; break; case 891: bar = 0.41; break; case 892: bar = 0.41; break; case 893: bar = 0.41; break; case 894: bar = 0.41; break; case 895: bar = 0.41; break; case 896: bar = 0.41; break; case 897: bar = 0.41; break; case 898: bar = 0.4; break; case 899: bar = 0.4; break; case 900: bar = 0.4; break; case 901: bar = 0.4; break; case 902: bar = 0.4; break; case 903: bar = 0.4; break; case 904: bar = 0.4; break; case 905: bar = 0.39; break; case 906: bar = 0.39; break; case 907: bar = 0.39; break; case 908: bar = 0.39; break; case 909: bar = 0.39; break; case 910: bar = 0.39; break; case 911: bar = 0.39; break; case 912: bar = 0.39; break; case 913: bar = 0.38; break; case 914: bar = 0.38; break; case 915: bar = 0.38; break; case 916: bar = 0.38; break; case 917: bar = 0.38; break; case 918: bar = 0.38; break; case 919: bar = 0.38; break; case 920: bar = 0.38; break; case 921: bar = 0.37; break; case 922: bar = 0.37; break; case 923: bar = 0.37; break; case 924: bar = 0.37; break; case 925: bar = 0.37; break; case 926: bar = 0.37; break; case 927: bar = 0.37; break; case 928: bar = 0.37; break; case 929: bar = 0.36; break; case 930: bar = 0.36; break; case 931: bar = 0.36; break; case 932: bar = 0.36; break; case 933: bar = 0.36; break; case 934: bar = 0.36; break; case 935: bar = 0.36; break; case 936: bar = 0.36; break; case 937: bar = 0.35; break; case 938: bar = 0.35; break; case 939: bar = 0.35; break; case 940: bar = 0.35; break; case 941: bar = 0.35; break; case 942: bar = 0.35; break; case 943: bar = 0.35; break; case 944: bar = 0.35; break; case 945: bar = 0.34; break; case 946: bar = 0.34; break; case 947: bar = 0.34; break; case 948: bar = 0.34; break; case 949: bar = 0.34; break; case 950: bar = 0.34; break; case 951: bar = 0.34; break; case 952: bar = 0.34; break; case 953: bar = 0.33; break; case 954: bar = 0.33; break; case 955: bar = 0.33; break; case 956: bar = 0.33; break; case 957: bar = 0.33; break; case 958: bar = 0.33; break; case 959: bar = 0.33; break; case 960: bar = 0.33; break; case 961: bar = 0.32; break; case 962: bar = 0.32; break; case 963: bar = 0.32; break; case 964: bar = 0.32; break; case 965: bar = 0.32; break; case 966: bar = 0.32; break; case 967: bar = 0.32; break; case 968: bar = 0.32; break; case 969: bar = 0.32; break; case 970: bar = 0.31; break; case 971: bar = 0.31; break; case 972: bar = 0.31; break; case 973: bar = 0.31; break; case 974: bar = 0.31; break; case 975: bar = 0.31; break; case 976: bar = 0.31; break; case 977: bar = 0.31; break; case 978: bar = 0.3; break; case 979: bar = 0.3; break; case 980: bar = 0.3; break; case 981: bar = 0.3; break; case 982: bar = 0.3; break; case 983: bar = 0.3; break; case 984: bar = 0.3; break; case 985: bar = 0.3; break; case 986: bar = 0.3; break; case 987: bar = 0.29; break; case 988: bar = 0.29; break; case 989: bar = 0.29; break; case 990: bar = 0.29; break; case 991: bar = 0.29; break; case 992: bar = 0.29; break; case 993: bar = 0.29; break; case 994: bar = 0.29; break; case 995: bar = 0.29; break; case 996: bar = 0.28; break; case 997: bar = 0.28; break; case 998: bar = 0.28; break; case 999: bar = 0.28; break; case 1000: bar = 0.28; break; case 1001: bar = 0.28; break; case 1002: bar = 0.28; break; case 1003: bar = 0.28; break; case 1004: bar = 0.28; break; case 1005: bar = 0.27; break; case 1006: bar = 0.27; break; case 1007: bar = 0.27; break; case 1008: bar = 0.27; break; case 1009: bar = 0.27; break; case 1010: bar = 0.27; break; case 1011: bar = 0.27; break; case 1012: bar = 0.27; break; case 1013: bar = 0.27; break; case 1014: bar = 0.26; break; case 1015: bar = 0.26; break; case 1016: bar = 0.26; break; case 1017: bar = 0.26; break; case 1018: bar = 0.26; break; case 1019: bar = 0.26; break; case 1020: bar = 0.26; break; case 1021: bar = 0.26; break; case 1022: bar = 0.26; break; case 1023: bar = 0.26; break; case 1024: bar = 0.25; break;
case 122: bar = 6.27; break; | case 122: bar = 6.27; break; case 123: bar = 6.23; break; case 124: bar = 6.18; break; case 125: bar = 6.13; break; case 126: bar = 6.09; break; case 127: bar = 6.04; break; case 128: bar = 6; break; case 129: bar = 5.95; break; case 130: bar = 5.91; break; case 131: bar = 5.87; break; case 132: bar = 5.83; break; case 133: bar = 5.79; break; case 134: bar = 5.75; break; case 135: bar = 5.71; break; case 136: bar = 5.67; break; case 137: bar = 5.63; break; case 138: bar = 5.59; break; case 139: bar = 5.55; break; case 140: bar = 5.51; break; case 141: bar = 5.47; break; case 142: bar = 5.44; break; case 143: bar = 5.4; break; case 144: bar = 5.37; break; case 145: bar = 5.33; break; case 146: bar = 5.3; break; case 147: bar = 5.26; break; case 148: bar = 5.23; break; case 149: bar = 5.19; break; case 150: bar = 5.16; break; case 151: bar = 5.13; break; case 152: bar = 5.09; break; case 153: bar = 5.06; break; case 154: bar = 5.03; break; case 155: bar = 5; break; case 156: bar = 4.97; break; case 157: bar = 4.94; break; case 158: bar = 4.91; break; case 159: bar = 4.88; break; case 160: bar = 4.85; break; case 161: bar = 4.82; break; case 162: bar = 4.79; break; case 163: bar = 4.76; break; case 164: bar = 4.73; break; case 165: bar = 4.7; break; case 166: bar = 4.68; break; case 167: bar = 4.65; break; case 168: bar = 4.62; break; case 169: bar = 4.59; break; case 170: bar = 4.57; break; case 171: bar = 4.54; break; case 172: bar = 4.52; break; case 173: bar = 4.49; break; case 174: bar = 4.46; break; case 175: bar = 4.44; break; case 176: bar = 4.41; break; case 177: bar = 4.39; break; case 178: bar = 4.36; break; case 179: bar = 4.34; break; case 180: bar = 4.32; break; case 181: bar = 4.29; break; case 182: bar = 4.27; break; case 183: bar = 4.25; break; case 184: bar = 4.22; break; case 185: bar = 4.2; break; case 186: bar = 4.18; break; case 187: bar = 4.15; break; case 188: bar = 4.13; break; case 189: bar = 4.11; break; case 190: bar = 4.09; break; case 191: bar = 4.07; break; case 192: bar = 4.05; break; case 193: bar = 4.02; break; case 194: bar = 4; break; case 195: bar = 3.98; break; case 196: bar = 3.96; break; case 197: bar = 3.94; break; case 198: bar = 3.92; break; case 199: bar = 3.9; break; case 200: bar = 3.88; break; case 201: bar = 3.86; break; case 202: bar = 3.84; break; case 203: bar = 3.82; break; case 204: bar = 3.8; break; case 205: bar = 3.78; break; case 206: bar = 3.77; break; case 207: bar = 3.75; break; case 208: bar = 3.73; break; case 209: bar = 3.71; break; case 210: bar = 3.69; break; case 211: bar = 3.67; break; case 212: bar = 3.66; break; case 213: bar = 3.64; break; case 214: bar = 3.62; break; case 215: bar = 3.6; break; case 216: bar = 3.59; break; case 217: bar = 3.57; break; case 218: bar = 3.55; break; case 219: bar = 3.53; break; case 220: bar = 3.52; break; case 221: bar = 3.5; break; case 222: bar = 3.48; break; case 223: bar = 3.47; break; case 224: bar = 3.45; break; case 225: bar = 3.44; break; case 226: bar = 3.42; break; case 227: bar = 3.4; break; case 228: bar = 3.39; break; case 229: bar = 3.37; break; case 230: bar = 3.36; break; case 231: bar = 3.34; break; case 232: bar = 3.33; break; case 233: bar = 3.31; break; case 234: bar = 3.3; break; case 235: bar = 3.28; break; case 236: bar = 3.27; break; case 237: bar = 3.25; break; case 238: bar = 3.24; break; case 239: bar = 3.22; break; case 240: bar = 3.21; break; case 241: bar = 3.19; break; case 242: bar = 3.18; break; case 243: bar = 3.17; break; case 244: bar = 3.15; break; case 245: bar = 3.14; break; case 246: bar = 3.12; break; case 247: bar = 3.11; break; case 248: bar = 3.1; break; case 249: bar = 3.08; break; case 250: bar = 3.07; break; case 251: bar = 3.06; break; case 252: bar = 3.04; break; case 253: bar = 3.03; break; case 254: bar = 3.02; break; case 255: bar = 3.01; break; case 256: bar = 2.99; break; case 257: bar = 2.98; break; case 258: bar = 2.97; break; case 259: bar = 2.96; break; case 260: bar = 2.94; break; case 261: bar = 2.93; break; case 262: bar = 2.92; break; case 263: bar = 2.91; break; case 264: bar = 2.89; break; case 265: bar = 2.88; break; case 266: bar = 2.87; break; case 267: bar = 2.86; break; case 268: bar = 2.85; break; case 269: bar = 2.83; break; case 270: bar = 2.82; break; case 271: bar = 2.81; break; case 272: bar = 2.8; break; case 273: bar = 2.79; break; case 274: bar = 2.78; break; case 275: bar = 2.77; break; case 276: bar = 2.76; break; case 277: bar = 2.74; break; case 278: bar = 2.73; break; case 279: bar = 2.72; break; case 280: bar = 2.71; break; case 281: bar = 2.7; break; case 282: bar = 2.69; break; case 283: bar = 2.68; break; case 284: bar = 2.67; break; case 285: bar = 2.66; break; case 286: bar = 2.65; break; case 287: bar = 2.64; break; case 288: bar = 2.63; break; case 289: bar = 2.62; break; case 290: bar = 2.61; break; case 291: bar = 2.6; break; case 292: bar = 2.59; break; case 293: bar = 2.58; break; case 294: bar = 2.57; break; case 295: bar = 2.56; break; case 296: bar = 2.55; break; case 297: bar = 2.54; break; case 298: bar = 2.53; break; case 299: bar = 2.52; break; case 300: bar = 2.51; break; case 301: bar = 2.5; break; case 302: bar = 2.49; break; case 303: bar = 2.48; break; case 304: bar = 2.47; break; case 305: bar = 2.46; break; case 306: bar = 2.45; break; case 307: bar = 2.44; break; case 308: bar = 2.43; break; case 309: bar = 2.42; break; case 310: bar = 2.41; break; case 311: bar = 2.41; break; case 312: bar = 2.4; break; case 313: bar = 2.39; break; case 314: bar = 2.38; break; case 315: bar = 2.37; break; case 316: bar = 2.36; break; case 317: bar = 2.35; break; case 318: bar = 2.34; break; case 319: bar = 2.34; break; case 320: bar = 2.33; break; case 321: bar = 2.32; break; case 322: bar = 2.31; break; case 323: bar = 2.3; break; case 324: bar = 2.29; break; case 325: bar = 2.28; break; case 326: bar = 2.28; break; case 327: bar = 2.27; break; case 328: bar = 2.26; break; case 329: bar = 2.25; break; case 330: bar = 2.24; break; case 331: bar = 2.24; break; case 332: bar = 2.23; break; case 333: bar = 2.22; break; case 334: bar = 2.21; break; case 335: bar = 2.2; break; case 336: bar = 2.2; break; case 337: bar = 2.19; break; case 338: bar = 2.18; break; case 339: bar = 2.17; break; case 340: bar = 2.17; break; case 341: bar = 2.16; break; case 342: bar = 2.15; break; case 343: bar = 2.14; break; case 344: bar = 2.13; break; case 345: bar = 2.13; break; case 346: bar = 2.12; break; case 347: bar = 2.11; break; case 348: bar = 2.11; break; case 349: bar = 2.1; break; case 350: bar = 2.09; break; case 351: bar = 2.08; break; case 352: bar = 2.08; break; case 353: bar = 2.07; break; case 354: bar = 2.06; break; case 355: bar = 2.05; break; case 356: bar = 2.05; break; case 357: bar = 2.04; break; case 358: bar = 2.03; break; case 359: bar = 2.03; break; case 360: bar = 2.02; break; case 361: bar = 2.01; break; case 362: bar = 2.01; break; case 363: bar = 2; break; case 364: bar = 1.99; break; case 365: bar = 1.99; break; case 366: bar = 1.98; break; case 367: bar = 1.97; break; case 368: bar = 1.97; break; case 369: bar = 1.96; break; case 370: bar = 1.95; break; case 371: bar = 1.95; break; case 372: bar = 1.94; break; case 373: bar = 1.93; break; case 374: bar = 1.93; break; case 375: bar = 1.92; break; case 376: bar = 1.91; break; case 377: bar = 1.91; break; case 378: bar = 1.9; break; case 379: bar = 1.89; break; case 380: bar = 1.89; break; case 381: bar = 1.88; break; case 382: bar = 1.88; break; case 383: bar = 1.87; break; case 384: bar = 1.86; break; case 385: bar = 1.86; break; case 386: bar = 1.85; break; case 387: bar = 1.85; break; case 388: bar = 1.84; break; case 389: bar = 1.83; break; case 390: bar = 1.83; break; case 391: bar = 1.82; break; case 392: bar = 1.82; break; case 393: bar = 1.81; break; case 394: bar = 1.8; break; case 395: bar = 1.8; break; case 396: bar = 1.79; break; case 397: bar = 1.79; break; case 398: bar = 1.78; break; case 399: bar = 1.77; break; case 400: bar = 1.77; break; case 401: bar = 1.76; break; case 402: bar = 1.76; break; case 403: bar = 1.75; break; case 404: bar = 1.75; break; case 405: bar = 1.74; break; case 406: bar = 1.73; break; case 407: bar = 1.73; break; case 408: bar = 1.72; break; case 409: bar = 1.72; break; case 410: bar = 1.71; break; case 411: bar = 1.71; break; case 412: bar = 1.7; break; case 413: bar = 1.7; break; case 414: bar = 1.69; break; case 415: bar = 1.69; break; case 416: bar = 1.68; break; case 417: bar = 1.67; break; case 418: bar = 1.67; break; case 419: bar = 1.66; break; case 420: bar = 1.66; break; case 421: bar = 1.65; break; case 422: bar = 1.65; break; case 423: bar = 1.64; break; case 424: bar = 1.64; break; case 425: bar = 1.63; break; case 426: bar = 1.63; break; case 427: bar = 1.62; break; case 428: bar = 1.62; break; case 429: bar = 1.61; break; case 430: bar = 1.61; break; case 431: bar = 1.6; break; case 432: bar = 1.6; break; case 433: bar = 1.59; break; case 434: bar = 1.59; break; case 435: bar = 1.58; break; case 436: bar = 1.58; break; case 437: bar = 1.57; break; case 438: bar = 1.57; break; case 439: bar = 1.56; break; case 440: bar = 1.56; break; case 441: bar = 1.55; break; case 442: bar = 1.55; break; case 443: bar = 1.54; break; case 444: bar = 1.54; break; case 445: bar = 1.53; break; case 446: bar = 1.53; break; case 447: bar = 1.53; break; case 448: bar = 1.52; break; case 449: bar = 1.52; break; case 450: bar = 1.51; break; case 451: bar = 1.51; break; case 452: bar = 1.5; break; case 453: bar = 1.5; break; case 454: bar = 1.49; break; case 455: bar = 1.49; break; case 456: bar = 1.48; break; case 457: bar = 1.48; break; case 458: bar = 1.47; break; case 459: bar = 1.47; break; case 460: bar = 1.47; break; case 461: bar = 1.46; break; case 462: bar = 1.46; break; case 463: bar = 1.45; break; case 464: bar = 1.45; break; case 465: bar = 1.44; break; case 466: bar = 1.44; break; case 467: bar = 1.44; break; case 468: bar = 1.43; break; case 469: bar = 1.43; break; case 470: bar = 1.42; break; case 471: bar = 1.42; break; case 472: bar = 1.41; break; case 473: bar = 1.41; break; case 474: bar = 1.41; break; case 475: bar = 1.4; break; case 476: bar = 1.4; break; case 477: bar = 1.39; break; case 478: bar = 1.39; break; case 479: bar = 1.38; break; case 480: bar = 1.38; break; case 481: bar = 1.38; break; case 482: bar = 1.37; break; case 483: bar = 1.37; break; case 484: bar = 1.36; break; case 485: bar = 1.36; break; case 486: bar = 1.36; break; case 487: bar = 1.35; break; case 488: bar = 1.35; break; case 489: bar = 1.34; break; case 490: bar = 1.34; break; case 491: bar = 1.34; break; case 492: bar = 1.33; break; case 493: bar = 1.33; break; case 494: bar = 1.32; break; case 495: bar = 1.32; break; case 496: bar = 1.32; break; case 497: bar = 1.31; break; case 498: bar = 1.31; break; case 499: bar = 1.3; break; case 500: bar = 1.3; break; case 501: bar = 1.3; break; case 502: bar = 1.29; break; case 503: bar = 1.29; break; case 504: bar = 1.29; break; case 505: bar = 1.28; break; case 506: bar = 1.28; break; case 507: bar = 1.27; break; case 508: bar = 1.27; break; case 509: bar = 1.27; break; case 510: bar = 1.26; break; case 511: bar = 1.26; break; case 512: bar = 1.26; break; case 513: bar = 1.25; break; case 514: bar = 1.25; break; case 515: bar = 1.24; break; case 516: bar = 1.24; break; case 517: bar = 1.24; break; case 518: bar = 1.23; break; case 519: bar = 1.23; break; case 520: bar = 1.23; break; case 521: bar = 1.22; break; case 522: bar = 1.22; break; case 523: bar = 1.22; break; case 524: bar = 1.21; break; case 525: bar = 1.21; break; case 526: bar = 1.21; break; case 527: bar = 1.2; break; case 528: bar = 1.2; break; case 529: bar = 1.2; break; case 530: bar = 1.19; break; case 531: bar = 1.19; break; case 532: bar = 1.18; break; case 533: bar = 1.18; break; case 534: bar = 1.18; break; case 535: bar = 1.17; break; case 536: bar = 1.17; break; case 537: bar = 1.17; break; case 538: bar = 1.16; break; case 539: bar = 1.16; break; case 540: bar = 1.16; break; case 541: bar = 1.15; break; case 542: bar = 1.15; break; case 543: bar = 1.15; break; case 544: bar = 1.14; break; case 545: bar = 1.14; break; case 546: bar = 1.14; break; case 547: bar = 1.13; break; case 548: bar = 1.13; break; case 549: bar = 1.13; break; case 550: bar = 1.12; break; case 551: bar = 1.12; break; case 552: bar = 1.12; break; case 553: bar = 1.12; break; case 554: bar = 1.11; break; case 555: bar = 1.11; break; case 556: bar = 1.11; break; case 557: bar = 1.1; break; case 558: bar = 1.1; break; case 559: bar = 1.1; break; case 560: bar = 1.09; break; case 561: bar = 1.09; break; case 562: bar = 1.09; break; case 563: bar = 1.08; break; case 564: bar = 1.08; break; case 565: bar = 1.08; break; case 566: bar = 1.07; break; case 567: bar = 1.07; break; case 568: bar = 1.07; break; case 569: bar = 1.07; break; case 570: bar = 1.06; break; case 571: bar = 1.06; break; case 572: bar = 1.06; break; case 573: bar = 1.05; break; case 574: bar = 1.05; break; case 575: bar = 1.05; break; case 576: bar = 1.04; break; case 577: bar = 1.04; break; case 578: bar = 1.04; break; case 579: bar = 1.04; break; case 580: bar = 1.03; break; case 581: bar = 1.03; break; case 582: bar = 1.03; break; case 583: bar = 1.02; break; case 584: bar = 1.02; break; case 585: bar = 1.02; break; case 586: bar = 1.02; break; case 587: bar = 1.01; break; case 588: bar = 1.01; break; case 589: bar = 1.01; break; case 590: bar = 1; break; case 591: bar = 1; break; case 592: bar = 1; break; case 593: bar = 1; break; case 594: bar = 0.99; break; case 595: bar = 0.99; break; case 596: bar = 0.99; break; case 597: bar = 0.98; break; case 598: bar = 0.98; break; case 599: bar = 0.98; break; case 600: bar = 0.98; break; case 601: bar = 0.97; break; case 602: bar = 0.97; break; case 603: bar = 0.97; break; case 604: bar = 0.96; break; case 605: bar = 0.96; break; case 606: bar = 0.96; break; case 607: bar = 0.96; break; case 608: bar = 0.95; break; case 609: bar = 0.95; break; case 610: bar = 0.95; break; case 611: bar = 0.95; break; case 612: bar = 0.94; break; case 613: bar = 0.94; break; case 614: bar = 0.94; break; case 615: bar = 0.94; break; case 616: bar = 0.93; break; case 617: bar = 0.93; break; case 618: bar = 0.93; break; case 619: bar = 0.92; break; case 620: bar = 0.92; break; case 621: bar = 0.92; break; case 622: bar = 0.92; break; case 623: bar = 0.91; break; case 624: bar = 0.91; break; case 625: bar = 0.91; break; case 626: bar = 0.91; break; case 627: bar = 0.9; break; case 628: bar = 0.9; break; case 629: bar = 0.9; break; case 630: bar = 0.9; break; case 631: bar = 0.89; break; case 632: bar = 0.89; break; case 633: bar = 0.89; break; case 634: bar = 0.89; break; case 635: bar = 0.88; break; case 636: bar = 0.88; break; case 637: bar = 0.88; break; case 638: bar = 0.88; break; case 639: bar = 0.87; break; case 640: bar = 0.87; break; case 641: bar = 0.87; break; case 642: bar = 0.87; break; case 643: bar = 0.86; break; case 644: bar = 0.86; break; case 645: bar = 0.86; break; case 646: bar = 0.86; break; case 647: bar = 0.85; break; case 648: bar = 0.85; break; case 649: bar = 0.85; break; case 650: bar = 0.85; break; case 651: bar = 0.84; break; case 652: bar = 0.84; break; case 653: bar = 0.84; break; case 654: bar = 0.84; break; case 655: bar = 0.84; break; case 656: bar = 0.83; break; case 657: bar = 0.83; break; case 658: bar = 0.83; break; case 659: bar = 0.83; break; case 660: bar = 0.82; break; case 661: bar = 0.82; break; case 662: bar = 0.82; break; case 663: bar = 0.82; break; case 664: bar = 0.81; break; case 665: bar = 0.81; break; case 666: bar = 0.81; break; case 667: bar = 0.81; break; case 668: bar = 0.81; break; case 669: bar = 0.8; break; case 670: bar = 0.8; break; case 671: bar = 0.8; break; case 672: bar = 0.8; break; case 673: bar = 0.79; break; case 674: bar = 0.79; break; case 675: bar = 0.79; break; case 676: bar = 0.79; break; case 677: bar = 0.78; break; case 678: bar = 0.78; break; case 679: bar = 0.78; break; case 680: bar = 0.78; break; case 681: bar = 0.78; break; case 682: bar = 0.77; break; case 683: bar = 0.77; break; case 684: bar = 0.77; break; case 685: bar = 0.77; break; case 686: bar = 0.77; break; case 687: bar = 0.76; break; case 688: bar = 0.76; break; case 689: bar = 0.76; break; case 690: bar = 0.76; break; case 691: bar = 0.75; break; case 692: bar = 0.75; break; case 693: bar = 0.75; break; case 694: bar = 0.75; break; case 695: bar = 0.75; break; case 696: bar = 0.74; break; case 697: bar = 0.74; break; case 698: bar = 0.74; break; case 699: bar = 0.74; break; case 700: bar = 0.74; break; case 701: bar = 0.73; break; case 702: bar = 0.73; break; case 703: bar = 0.73; break; case 704: bar = 0.73; break; case 705: bar = 0.72; break; case 706: bar = 0.72; break; case 707: bar = 0.72; break; case 708: bar = 0.72; break; case 709: bar = 0.72; break; case 710: bar = 0.71; break; case 711: bar = 0.71; break; case 712: bar = 0.71; break; case 713: bar = 0.71; break; case 714: bar = 0.71; break; case 715: bar = 0.7; break; case 716: bar = 0.7; break; case 717: bar = 0.7; break; case 718: bar = 0.7; break; case 719: bar = 0.7; break; case 720: bar = 0.69; break; case 721: bar = 0.69; break; case 722: bar = 0.69; break; case 723: bar = 0.69; break; case 724: bar = 0.69; break; case 725: bar = 0.68; break; case 726: bar = 0.68; break; case 727: bar = 0.68; break; case 728: bar = 0.68; break; case 729: bar = 0.68; break; case 730: bar = 0.67; break; case 731: bar = 0.67; break; case 732: bar = 0.67; break; case 733: bar = 0.67; break; case 734: bar = 0.67; break; case 735: bar = 0.67; break; case 736: bar = 0.66; break; case 737: bar = 0.66; break; case 738: bar = 0.66; break; case 739: bar = 0.66; break; case 740: bar = 0.66; break; case 741: bar = 0.65; break; case 742: bar = 0.65; break; case 743: bar = 0.65; break; case 744: bar = 0.65; break; case 745: bar = 0.65; break; case 746: bar = 0.64; break; case 747: bar = 0.64; break; case 748: bar = 0.64; break; case 749: bar = 0.64; break; case 750: bar = 0.64; break; case 751: bar = 0.64; break; case 752: bar = 0.63; break; case 753: bar = 0.63; break; case 754: bar = 0.63; break; case 755: bar = 0.63; break; case 756: bar = 0.63; break; case 757: bar = 0.62; break; case 758: bar = 0.62; break; case 759: bar = 0.62; break; case 760: bar = 0.62; break; case 761: bar = 0.62; break; case 762: bar = 0.61; break; case 763: bar = 0.61; break; case 764: bar = 0.61; break; case 765: bar = 0.61; break; case 766: bar = 0.61; break; case 767: bar = 0.61; break; case 768: bar = 0.6; break; case 769: bar = 0.6; break; case 770: bar = 0.6; break; case 771: bar = 0.6; break; case 772: bar = 0.6; break; case 773: bar = 0.6; break; case 774: bar = 0.59; break; case 775: bar = 0.59; break; case 776: bar = 0.59; break; case 777: bar = 0.59; break; case 778: bar = 0.59; break; case 779: bar = 0.59; break; case 780: bar = 0.58; break; case 781: bar = 0.58; break; case 782: bar = 0.58; break; case 783: bar = 0.58; break; case 784: bar = 0.58; break; case 785: bar = 0.57; break; case 786: bar = 0.57; break; case 787: bar = 0.57; break; case 788: bar = 0.57; break; case 789: bar = 0.57; break; case 790: bar = 0.57; break; case 791: bar = 0.56; break; case 792: bar = 0.56; break; case 793: bar = 0.56; break; case 794: bar = 0.56; break; case 795: bar = 0.56; break; case 796: bar = 0.56; break; case 797: bar = 0.55; break; case 798: bar = 0.55; break; case 799: bar = 0.55; break; case 800: bar = 0.55; break; case 801: bar = 0.55; break; case 802: bar = 0.55; break; case 803: bar = 0.54; break; case 804: bar = 0.54; break; case 805: bar = 0.54; break; case 806: bar = 0.54; break; case 807: bar = 0.54; break; case 808: bar = 0.54; break; case 809: bar = 0.53; break; case 810: bar = 0.53; break; case 811: bar = 0.53; break; case 812: bar = 0.53; break; case 813: bar = 0.53; break; case 814: bar = 0.53; break; case 815: bar = 0.53; break; case 816: bar = 0.52; break; case 817: bar = 0.52; break; case 818: bar = 0.52; break; case 819: bar = 0.52; break; case 820: bar = 0.52; break; case 821: bar = 0.52; break; case 822: bar = 0.51; break; case 823: bar = 0.51; break; case 824: bar = 0.51; break; case 825: bar = 0.51; break; case 826: bar = 0.51; break; case 827: bar = 0.51; break; case 828: bar = 0.5; break; case 829: bar = 0.5; break; case 830: bar = 0.5; break; case 831: bar = 0.5; break; case 832: bar = 0.5; break; case 833: bar = 0.5; break; case 834: bar = 0.5; break; case 835: bar = 0.49; break; case 836: bar = 0.49; break; case 837: bar = 0.49; break; case 838: bar = 0.49; break; case 839: bar = 0.49; break; case 840: bar = 0.49; break; case 841: bar = 0.48; break; case 842: bar = 0.48; break; case 843: bar = 0.48; break; case 844: bar = 0.48; break; case 845: bar = 0.48; break; case 846: bar = 0.48; break; case 847: bar = 0.48; break; case 848: bar = 0.47; break; case 849: bar = 0.47; break; case 850: bar = 0.47; break; case 851: bar = 0.47; break; case 852: bar = 0.47; break; case 853: bar = 0.47; break; case 854: bar = 0.47; break; case 855: bar = 0.46; break; case 856: bar = 0.46; break; case 857: bar = 0.46; break; case 858: bar = 0.46; break; case 859: bar = 0.46; break; case 860: bar = 0.46; break; case 861: bar = 0.46; break; case 862: bar = 0.45; break; case 863: bar = 0.45; break; case 864: bar = 0.45; break; case 865: bar = 0.45; break; case 866: bar = 0.45; break; case 867: bar = 0.45; break; case 868: bar = 0.45; break; case 869: bar = 0.44; break; case 870: bar = 0.44; break; case 871: bar = 0.44; break; case 872: bar = 0.44; break; case 873: bar = 0.44; break; case 874: bar = 0.44; break; case 875: bar = 0.44; break; case 876: bar = 0.43; break; case 877: bar = 0.43; break; case 878: bar = 0.43; break; case 879: bar = 0.43; break; case 880: bar = 0.43; break; case 881: bar = 0.43; break; case 882: bar = 0.43; break; case 883: bar = 0.42; break; case 884: bar = 0.42; break; case 885: bar = 0.42; break; case 886: bar = 0.42; break; case 887: bar = 0.42; break; case 888: bar = 0.42; break; case 889: bar = 0.42; break; case 890: bar = 0.41; break; case 891: bar = 0.41; break; case 892: bar = 0.41; break; case 893: bar = 0.41; break; case 894: bar = 0.41; break; case 895: bar = 0.41; break; case 896: bar = 0.41; break; case 897: bar = 0.41; break; case 898: bar = 0.4; break; case 899: bar = 0.4; break; case 900: bar = 0.4; break; case 901: bar = 0.4; break; case 902: bar = 0.4; break; case 903: bar = 0.4; break; case 904: bar = 0.4; break; case 905: bar = 0.39; break; case 906: bar = 0.39; break; case 907: bar = 0.39; break; case 908: bar = 0.39; break; case 909: bar = 0.39; break; case 910: bar = 0.39; break; case 911: bar = 0.39; break; case 912: bar = 0.39; break; case 913: bar = 0.38; break; case 914: bar = 0.38; break; case 915: bar = 0.38; break; case 916: bar = 0.38; break; case 917: bar = 0.38; break; case 918: bar = 0.38; break; case 919: bar = 0.38; break; case 920: bar = 0.38; break; case 921: bar = 0.37; break; case 922: bar = 0.37; break; case 923: bar = 0.37; break; case 924: bar = 0.37; break; case 925: bar = 0.37; break; case 926: bar = 0.37; break; case 927: bar = 0.37; break; case 928: bar = 0.37; break; case 929: bar = 0.36; break; case 930: bar = 0.36; break; case 931: bar = 0.36; break; case 932: bar = 0.36; break; case 933: bar = 0.36; break; case 934: bar = 0.36; break; case 935: bar = 0.36; break; case 936: bar = 0.36; break; case 937: bar = 0.35; break; case 938: bar = 0.35; break; case 939: bar = 0.35; break; case 940: bar = 0.35; break; case 941: bar = 0.35; break; case 942: bar = 0.35; break; case 943: bar = 0.35; break; case 944: bar = 0.35; break; case 945: bar = 0.34; break; case 946: bar = 0.34; break; case 947: bar = 0.34; break; case 948: bar = 0.34; break; case 949: bar = 0.34; break; case 950: bar = 0.34; break; case 951: bar = 0.34; break; case 952: bar = 0.34; break; case 953: bar = 0.33; break; case 954: bar = 0.33; break; case 955: bar = 0.33; break; case 956: bar = 0.33; break; case 957: bar = 0.33; break; case 958: bar = 0.33; break; case 959: bar = 0.33; break; case 960: bar = 0.33; break; case 961: bar = 0.32; break; case 962: bar = 0.32; break; case 963: bar = 0.32; break; case 964: bar = 0.32; break; case 965: bar = 0.32; break; case 966: bar = 0.32; break; case 967: bar = 0.32; break; case 968: bar = 0.32; break; case 969: bar = 0.32; break; case 970: bar = 0.31; break; case 971: bar = 0.31; break; case 972: bar = 0.31; break; case 973: bar = 0.31; break; case 974: bar = 0.31; break; case 975: bar = 0.31; break; case 976: bar = 0.31; break; case 977: bar = 0.31; break; case 978: bar = 0.3; break; case 979: bar = 0.3; break; case 980: bar = 0.3; break; case 981: bar = 0.3; break; case 982: bar = 0.3; break; case 983: bar = 0.3; break; case 984: bar = 0.3; break; case 985: bar = 0.3; break; case 986: bar = 0.3; break; case 987: bar = 0.29; break; case 988: bar = 0.29; break; case 989: bar = 0.29; break; case 990: bar = 0.29; break; case 991: bar = 0.29; break; case 992: bar = 0.29; break; case 993: bar = 0.29; break; case 994: bar = 0.29; break; case 995: bar = 0.29; break; case 996: bar = 0.28; break; case 997: bar = 0.28; break; case 998: bar = 0.28; break; case 999: bar = 0.28; break; case 1000: bar = 0.28; break; case 1001: bar = 0.28; break; case 1002: bar = 0.28; break; case 1003: bar = 0.28; break; case 1004: bar = 0.28; break; case 1005: bar = 0.27; break; case 1006: bar = 0.27; break; case 1007: bar = 0.27; break; case 1008: bar = 0.27; break; case 1009: bar = 0.27; break; case 1010: bar = 0.27; break; case 1011: bar = 0.27; break; case 1012: bar = 0.27; break; case 1013: bar = 0.27; break; case 1014: bar = 0.26; break; case 1015: bar = 0.26; break; case 1016: bar = 0.26; break; case 1017: bar = 0.26; break; case 1018: bar = 0.26; break; case 1019: bar = 0.26; break; case 1020: bar = 0.26; break; case 1021: bar = 0.26; break; case 1022: bar = 0.26; break; case 1023: bar = 0.26; break; case 1024: bar = 0.25; break;
case 123: bar = 6.23; break; | case 123: bar = 6.23; break; case 124: bar = 6.18; break; case 125: bar = 6.13; break; case 126: bar = 6.09; break; case 127: bar = 6.04; break; case 128: bar = 6; break; case 129: bar = 5.95; break; case 130: bar = 5.91; break; case 131: bar = 5.87; break; case 132: bar = 5.83; break; case 133: bar = 5.79; break; case 134: bar = 5.75; break; case 135: bar = 5.71; break; case 136: bar = 5.67; break; case 137: bar = 5.63; break; case 138: bar = 5.59; break; case 139: bar = 5.55; break; case 140: bar = 5.51; break; case 141: bar = 5.47; break; case 142: bar = 5.44; break; case 143: bar = 5.4; break; case 144: bar = 5.37; break; case 145: bar = 5.33; break; case 146: bar = 5.3; break; case 147: bar = 5.26; break; case 148: bar = 5.23; break; case 149: bar = 5.19; break; case 150: bar = 5.16; break; case 151: bar = 5.13; break; case 152: bar = 5.09; break; case 153: bar = 5.06; break; case 154: bar = 5.03; break; case 155: bar = 5; break; case 156: bar = 4.97; break; case 157: bar = 4.94; break; case 158: bar = 4.91; break; case 159: bar = 4.88; break; case 160: bar = 4.85; break; case 161: bar = 4.82; break; case 162: bar = 4.79; break; case 163: bar = 4.76; break; case 164: bar = 4.73; break; case 165: bar = 4.7; break; case 166: bar = 4.68; break; case 167: bar = 4.65; break; case 168: bar = 4.62; break; case 169: bar = 4.59; break; case 170: bar = 4.57; break; case 171: bar = 4.54; break; case 172: bar = 4.52; break; case 173: bar = 4.49; break; case 174: bar = 4.46; break; case 175: bar = 4.44; break; case 176: bar = 4.41; break; case 177: bar = 4.39; break; case 178: bar = 4.36; break; case 179: bar = 4.34; break; case 180: bar = 4.32; break; case 181: bar = 4.29; break; case 182: bar = 4.27; break; case 183: bar = 4.25; break; case 184: bar = 4.22; break; case 185: bar = 4.2; break; case 186: bar = 4.18; break; case 187: bar = 4.15; break; case 188: bar = 4.13; break; case 189: bar = 4.11; break; case 190: bar = 4.09; break; case 191: bar = 4.07; break; case 192: bar = 4.05; break; case 193: bar = 4.02; break; case 194: bar = 4; break; case 195: bar = 3.98; break; case 196: bar = 3.96; break; case 197: bar = 3.94; break; case 198: bar = 3.92; break; case 199: bar = 3.9; break; case 200: bar = 3.88; break; case 201: bar = 3.86; break; case 202: bar = 3.84; break; case 203: bar = 3.82; break; case 204: bar = 3.8; break; case 205: bar = 3.78; break; case 206: bar = 3.77; break; case 207: bar = 3.75; break; case 208: bar = 3.73; break; case 209: bar = 3.71; break; case 210: bar = 3.69; break; case 211: bar = 3.67; break; case 212: bar = 3.66; break; case 213: bar = 3.64; break; case 214: bar = 3.62; break; case 215: bar = 3.6; break; case 216: bar = 3.59; break; case 217: bar = 3.57; break; case 218: bar = 3.55; break; case 219: bar = 3.53; break; case 220: bar = 3.52; break; case 221: bar = 3.5; break; case 222: bar = 3.48; break; case 223: bar = 3.47; break; case 224: bar = 3.45; break; case 225: bar = 3.44; break; case 226: bar = 3.42; break; case 227: bar = 3.4; break; case 228: bar = 3.39; break; case 229: bar = 3.37; break; case 230: bar = 3.36; break; case 231: bar = 3.34; break; case 232: bar = 3.33; break; case 233: bar = 3.31; break; case 234: bar = 3.3; break; case 235: bar = 3.28; break; case 236: bar = 3.27; break; case 237: bar = 3.25; break; case 238: bar = 3.24; break; case 239: bar = 3.22; break; case 240: bar = 3.21; break; case 241: bar = 3.19; break; case 242: bar = 3.18; break; case 243: bar = 3.17; break; case 244: bar = 3.15; break; case 245: bar = 3.14; break; case 246: bar = 3.12; break; case 247: bar = 3.11; break; case 248: bar = 3.1; break; case 249: bar = 3.08; break; case 250: bar = 3.07; break; case 251: bar = 3.06; break; case 252: bar = 3.04; break; case 253: bar = 3.03; break; case 254: bar = 3.02; break; case 255: bar = 3.01; break; case 256: bar = 2.99; break; case 257: bar = 2.98; break; case 258: bar = 2.97; break; case 259: bar = 2.96; break; case 260: bar = 2.94; break; case 261: bar = 2.93; break; case 262: bar = 2.92; break; case 263: bar = 2.91; break; case 264: bar = 2.89; break; case 265: bar = 2.88; break; case 266: bar = 2.87; break; case 267: bar = 2.86; break; case 268: bar = 2.85; break; case 269: bar = 2.83; break; case 270: bar = 2.82; break; case 271: bar = 2.81; break; case 272: bar = 2.8; break; case 273: bar = 2.79; break; case 274: bar = 2.78; break; case 275: bar = 2.77; break; case 276: bar = 2.76; break; case 277: bar = 2.74; break; case 278: bar = 2.73; break; case 279: bar = 2.72; break; case 280: bar = 2.71; break; case 281: bar = 2.7; break; case 282: bar = 2.69; break; case 283: bar = 2.68; break; case 284: bar = 2.67; break; case 285: bar = 2.66; break; case 286: bar = 2.65; break; case 287: bar = 2.64; break; case 288: bar = 2.63; break; case 289: bar = 2.62; break; case 290: bar = 2.61; break; case 291: bar = 2.6; break; case 292: bar = 2.59; break; case 293: bar = 2.58; break; case 294: bar = 2.57; break; case 295: bar = 2.56; break; case 296: bar = 2.55; break; case 297: bar = 2.54; break; case 298: bar = 2.53; break; case 299: bar = 2.52; break; case 300: bar = 2.51; break; case 301: bar = 2.5; break; case 302: bar = 2.49; break; case 303: bar = 2.48; break; case 304: bar = 2.47; break; case 305: bar = 2.46; break; case 306: bar = 2.45; break; case 307: bar = 2.44; break; case 308: bar = 2.43; break; case 309: bar = 2.42; break; case 310: bar = 2.41; break; case 311: bar = 2.41; break; case 312: bar = 2.4; break; case 313: bar = 2.39; break; case 314: bar = 2.38; break; case 315: bar = 2.37; break; case 316: bar = 2.36; break; case 317: bar = 2.35; break; case 318: bar = 2.34; break; case 319: bar = 2.34; break; case 320: bar = 2.33; break; case 321: bar = 2.32; break; case 322: bar = 2.31; break; case 323: bar = 2.3; break; case 324: bar = 2.29; break; case 325: bar = 2.28; break; case 326: bar = 2.28; break; case 327: bar = 2.27; break; case 328: bar = 2.26; break; case 329: bar = 2.25; break; case 330: bar = 2.24; break; case 331: bar = 2.24; break; case 332: bar = 2.23; break; case 333: bar = 2.22; break; case 334: bar = 2.21; break; case 335: bar = 2.2; break; case 336: bar = 2.2; break; case 337: bar = 2.19; break; case 338: bar = 2.18; break; case 339: bar = 2.17; break; case 340: bar = 2.17; break; case 341: bar = 2.16; break; case 342: bar = 2.15; break; case 343: bar = 2.14; break; case 344: bar = 2.13; break; case 345: bar = 2.13; break; case 346: bar = 2.12; break; case 347: bar = 2.11; break; case 348: bar = 2.11; break; case 349: bar = 2.1; break; case 350: bar = 2.09; break; case 351: bar = 2.08; break; case 352: bar = 2.08; break; case 353: bar = 2.07; break; case 354: bar = 2.06; break; case 355: bar = 2.05; break; case 356: bar = 2.05; break; case 357: bar = 2.04; break; case 358: bar = 2.03; break; case 359: bar = 2.03; break; case 360: bar = 2.02; break; case 361: bar = 2.01; break; case 362: bar = 2.01; break; case 363: bar = 2; break; case 364: bar = 1.99; break; case 365: bar = 1.99; break; case 366: bar = 1.98; break; case 367: bar = 1.97; break; case 368: bar = 1.97; break; case 369: bar = 1.96; break; case 370: bar = 1.95; break; case 371: bar = 1.95; break; case 372: bar = 1.94; break; case 373: bar = 1.93; break; case 374: bar = 1.93; break; case 375: bar = 1.92; break; case 376: bar = 1.91; break; case 377: bar = 1.91; break; case 378: bar = 1.9; break; case 379: bar = 1.89; break; case 380: bar = 1.89; break; case 381: bar = 1.88; break; case 382: bar = 1.88; break; case 383: bar = 1.87; break; case 384: bar = 1.86; break; case 385: bar = 1.86; break; case 386: bar = 1.85; break; case 387: bar = 1.85; break; case 388: bar = 1.84; break; case 389: bar = 1.83; break; case 390: bar = 1.83; break; case 391: bar = 1.82; break; case 392: bar = 1.82; break; case 393: bar = 1.81; break; case 394: bar = 1.8; break; case 395: bar = 1.8; break; case 396: bar = 1.79; break; case 397: bar = 1.79; break; case 398: bar = 1.78; break; case 399: bar = 1.77; break; case 400: bar = 1.77; break; case 401: bar = 1.76; break; case 402: bar = 1.76; break; case 403: bar = 1.75; break; case 404: bar = 1.75; break; case 405: bar = 1.74; break; case 406: bar = 1.73; break; case 407: bar = 1.73; break; case 408: bar = 1.72; break; case 409: bar = 1.72; break; case 410: bar = 1.71; break; case 411: bar = 1.71; break; case 412: bar = 1.7; break; case 413: bar = 1.7; break; case 414: bar = 1.69; break; case 415: bar = 1.69; break; case 416: bar = 1.68; break; case 417: bar = 1.67; break; case 418: bar = 1.67; break; case 419: bar = 1.66; break; case 420: bar = 1.66; break; case 421: bar = 1.65; break; case 422: bar = 1.65; break; case 423: bar = 1.64; break; case 424: bar = 1.64; break; case 425: bar = 1.63; break; case 426: bar = 1.63; break; case 427: bar = 1.62; break; case 428: bar = 1.62; break; case 429: bar = 1.61; break; case 430: bar = 1.61; break; case 431: bar = 1.6; break; case 432: bar = 1.6; break; case 433: bar = 1.59; break; case 434: bar = 1.59; break; case 435: bar = 1.58; break; case 436: bar = 1.58; break; case 437: bar = 1.57; break; case 438: bar = 1.57; break; case 439: bar = 1.56; break; case 440: bar = 1.56; break; case 441: bar = 1.55; break; case 442: bar = 1.55; break; case 443: bar = 1.54; break; case 444: bar = 1.54; break; case 445: bar = 1.53; break; case 446: bar = 1.53; break; case 447: bar = 1.53; break; case 448: bar = 1.52; break; case 449: bar = 1.52; break; case 450: bar = 1.51; break; case 451: bar = 1.51; break; case 452: bar = 1.5; break; case 453: bar = 1.5; break; case 454: bar = 1.49; break; case 455: bar = 1.49; break; case 456: bar = 1.48; break; case 457: bar = 1.48; break; case 458: bar = 1.47; break; case 459: bar = 1.47; break; case 460: bar = 1.47; break; case 461: bar = 1.46; break; case 462: bar = 1.46; break; case 463: bar = 1.45; break; case 464: bar = 1.45; break; case 465: bar = 1.44; break; case 466: bar = 1.44; break; case 467: bar = 1.44; break; case 468: bar = 1.43; break; case 469: bar = 1.43; break; case 470: bar = 1.42; break; case 471: bar = 1.42; break; case 472: bar = 1.41; break; case 473: bar = 1.41; break; case 474: bar = 1.41; break; case 475: bar = 1.4; break; case 476: bar = 1.4; break; case 477: bar = 1.39; break; case 478: bar = 1.39; break; case 479: bar = 1.38; break; case 480: bar = 1.38; break; case 481: bar = 1.38; break; case 482: bar = 1.37; break; case 483: bar = 1.37; break; case 484: bar = 1.36; break; case 485: bar = 1.36; break; case 486: bar = 1.36; break; case 487: bar = 1.35; break; case 488: bar = 1.35; break; case 489: bar = 1.34; break; case 490: bar = 1.34; break; case 491: bar = 1.34; break; case 492: bar = 1.33; break; case 493: bar = 1.33; break; case 494: bar = 1.32; break; case 495: bar = 1.32; break; case 496: bar = 1.32; break; case 497: bar = 1.31; break; case 498: bar = 1.31; break; case 499: bar = 1.3; break; case 500: bar = 1.3; break; case 501: bar = 1.3; break; case 502: bar = 1.29; break; case 503: bar = 1.29; break; case 504: bar = 1.29; break; case 505: bar = 1.28; break; case 506: bar = 1.28; break; case 507: bar = 1.27; break; case 508: bar = 1.27; break; case 509: bar = 1.27; break; case 510: bar = 1.26; break; case 511: bar = 1.26; break; case 512: bar = 1.26; break; case 513: bar = 1.25; break; case 514: bar = 1.25; break; case 515: bar = 1.24; break; case 516: bar = 1.24; break; case 517: bar = 1.24; break; case 518: bar = 1.23; break; case 519: bar = 1.23; break; case 520: bar = 1.23; break; case 521: bar = 1.22; break; case 522: bar = 1.22; break; case 523: bar = 1.22; break; case 524: bar = 1.21; break; case 525: bar = 1.21; break; case 526: bar = 1.21; break; case 527: bar = 1.2; break; case 528: bar = 1.2; break; case 529: bar = 1.2; break; case 530: bar = 1.19; break; case 531: bar = 1.19; break; case 532: bar = 1.18; break; case 533: bar = 1.18; break; case 534: bar = 1.18; break; case 535: bar = 1.17; break; case 536: bar = 1.17; break; case 537: bar = 1.17; break; case 538: bar = 1.16; break; case 539: bar = 1.16; break; case 540: bar = 1.16; break; case 541: bar = 1.15; break; case 542: bar = 1.15; break; case 543: bar = 1.15; break; case 544: bar = 1.14; break; case 545: bar = 1.14; break; case 546: bar = 1.14; break; case 547: bar = 1.13; break; case 548: bar = 1.13; break; case 549: bar = 1.13; break; case 550: bar = 1.12; break; case 551: bar = 1.12; break; case 552: bar = 1.12; break; case 553: bar = 1.12; break; case 554: bar = 1.11; break; case 555: bar = 1.11; break; case 556: bar = 1.11; break; case 557: bar = 1.1; break; case 558: bar = 1.1; break; case 559: bar = 1.1; break; case 560: bar = 1.09; break; case 561: bar = 1.09; break; case 562: bar = 1.09; break; case 563: bar = 1.08; break; case 564: bar = 1.08; break; case 565: bar = 1.08; break; case 566: bar = 1.07; break; case 567: bar = 1.07; break; case 568: bar = 1.07; break; case 569: bar = 1.07; break; case 570: bar = 1.06; break; case 571: bar = 1.06; break; case 572: bar = 1.06; break; case 573: bar = 1.05; break; case 574: bar = 1.05; break; case 575: bar = 1.05; break; case 576: bar = 1.04; break; case 577: bar = 1.04; break; case 578: bar = 1.04; break; case 579: bar = 1.04; break; case 580: bar = 1.03; break; case 581: bar = 1.03; break; case 582: bar = 1.03; break; case 583: bar = 1.02; break; case 584: bar = 1.02; break; case 585: bar = 1.02; break; case 586: bar = 1.02; break; case 587: bar = 1.01; break; case 588: bar = 1.01; break; case 589: bar = 1.01; break; case 590: bar = 1; break; case 591: bar = 1; break; case 592: bar = 1; break; case 593: bar = 1; break; case 594: bar = 0.99; break; case 595: bar = 0.99; break; case 596: bar = 0.99; break; case 597: bar = 0.98; break; case 598: bar = 0.98; break; case 599: bar = 0.98; break; case 600: bar = 0.98; break; case 601: bar = 0.97; break; case 602: bar = 0.97; break; case 603: bar = 0.97; break; case 604: bar = 0.96; break; case 605: bar = 0.96; break; case 606: bar = 0.96; break; case 607: bar = 0.96; break; case 608: bar = 0.95; break; case 609: bar = 0.95; break; case 610: bar = 0.95; break; case 611: bar = 0.95; break; case 612: bar = 0.94; break; case 613: bar = 0.94; break; case 614: bar = 0.94; break; case 615: bar = 0.94; break; case 616: bar = 0.93; break; case 617: bar = 0.93; break; case 618: bar = 0.93; break; case 619: bar = 0.92; break; case 620: bar = 0.92; break; case 621: bar = 0.92; break; case 622: bar = 0.92; break; case 623: bar = 0.91; break; case 624: bar = 0.91; break; case 625: bar = 0.91; break; case 626: bar = 0.91; break; case 627: bar = 0.9; break; case 628: bar = 0.9; break; case 629: bar = 0.9; break; case 630: bar = 0.9; break; case 631: bar = 0.89; break; case 632: bar = 0.89; break; case 633: bar = 0.89; break; case 634: bar = 0.89; break; case 635: bar = 0.88; break; case 636: bar = 0.88; break; case 637: bar = 0.88; break; case 638: bar = 0.88; break; case 639: bar = 0.87; break; case 640: bar = 0.87; break; case 641: bar = 0.87; break; case 642: bar = 0.87; break; case 643: bar = 0.86; break; case 644: bar = 0.86; break; case 645: bar = 0.86; break; case 646: bar = 0.86; break; case 647: bar = 0.85; break; case 648: bar = 0.85; break; case 649: bar = 0.85; break; case 650: bar = 0.85; break; case 651: bar = 0.84; break; case 652: bar = 0.84; break; case 653: bar = 0.84; break; case 654: bar = 0.84; break; case 655: bar = 0.84; break; case 656: bar = 0.83; break; case 657: bar = 0.83; break; case 658: bar = 0.83; break; case 659: bar = 0.83; break; case 660: bar = 0.82; break; case 661: bar = 0.82; break; case 662: bar = 0.82; break; case 663: bar = 0.82; break; case 664: bar = 0.81; break; case 665: bar = 0.81; break; case 666: bar = 0.81; break; case 667: bar = 0.81; break; case 668: bar = 0.81; break; case 669: bar = 0.8; break; case 670: bar = 0.8; break; case 671: bar = 0.8; break; case 672: bar = 0.8; break; case 673: bar = 0.79; break; case 674: bar = 0.79; break; case 675: bar = 0.79; break; case 676: bar = 0.79; break; case 677: bar = 0.78; break; case 678: bar = 0.78; break; case 679: bar = 0.78; break; case 680: bar = 0.78; break; case 681: bar = 0.78; break; case 682: bar = 0.77; break; case 683: bar = 0.77; break; case 684: bar = 0.77; break; case 685: bar = 0.77; break; case 686: bar = 0.77; break; case 687: bar = 0.76; break; case 688: bar = 0.76; break; case 689: bar = 0.76; break; case 690: bar = 0.76; break; case 691: bar = 0.75; break; case 692: bar = 0.75; break; case 693: bar = 0.75; break; case 694: bar = 0.75; break; case 695: bar = 0.75; break; case 696: bar = 0.74; break; case 697: bar = 0.74; break; case 698: bar = 0.74; break; case 699: bar = 0.74; break; case 700: bar = 0.74; break; case 701: bar = 0.73; break; case 702: bar = 0.73; break; case 703: bar = 0.73; break; case 704: bar = 0.73; break; case 705: bar = 0.72; break; case 706: bar = 0.72; break; case 707: bar = 0.72; break; case 708: bar = 0.72; break; case 709: bar = 0.72; break; case 710: bar = 0.71; break; case 711: bar = 0.71; break; case 712: bar = 0.71; break; case 713: bar = 0.71; break; case 714: bar = 0.71; break; case 715: bar = 0.7; break; case 716: bar = 0.7; break; case 717: bar = 0.7; break; case 718: bar = 0.7; break; case 719: bar = 0.7; break; case 720: bar = 0.69; break; case 721: bar = 0.69; break; case 722: bar = 0.69; break; case 723: bar = 0.69; break; case 724: bar = 0.69; break; case 725: bar = 0.68; break; case 726: bar = 0.68; break; case 727: bar = 0.68; break; case 728: bar = 0.68; break; case 729: bar = 0.68; break; case 730: bar = 0.67; break; case 731: bar = 0.67; break; case 732: bar = 0.67; break; case 733: bar = 0.67; break; case 734: bar = 0.67; break; case 735: bar = 0.67; break; case 736: bar = 0.66; break; case 737: bar = 0.66; break; case 738: bar = 0.66; break; case 739: bar = 0.66; break; case 740: bar = 0.66; break; case 741: bar = 0.65; break; case 742: bar = 0.65; break; case 743: bar = 0.65; break; case 744: bar = 0.65; break; case 745: bar = 0.65; break; case 746: bar = 0.64; break; case 747: bar = 0.64; break; case 748: bar = 0.64; break; case 749: bar = 0.64; break; case 750: bar = 0.64; break; case 751: bar = 0.64; break; case 752: bar = 0.63; break; case 753: bar = 0.63; break; case 754: bar = 0.63; break; case 755: bar = 0.63; break; case 756: bar = 0.63; break; case 757: bar = 0.62; break; case 758: bar = 0.62; break; case 759: bar = 0.62; break; case 760: bar = 0.62; break; case 761: bar = 0.62; break; case 762: bar = 0.61; break; case 763: bar = 0.61; break; case 764: bar = 0.61; break; case 765: bar = 0.61; break; case 766: bar = 0.61; break; case 767: bar = 0.61; break; case 768: bar = 0.6; break; case 769: bar = 0.6; break; case 770: bar = 0.6; break; case 771: bar = 0.6; break; case 772: bar = 0.6; break; case 773: bar = 0.6; break; case 774: bar = 0.59; break; case 775: bar = 0.59; break; case 776: bar = 0.59; break; case 777: bar = 0.59; break; case 778: bar = 0.59; break; case 779: bar = 0.59; break; case 780: bar = 0.58; break; case 781: bar = 0.58; break; case 782: bar = 0.58; break; case 783: bar = 0.58; break; case 784: bar = 0.58; break; case 785: bar = 0.57; break; case 786: bar = 0.57; break; case 787: bar = 0.57; break; case 788: bar = 0.57; break; case 789: bar = 0.57; break; case 790: bar = 0.57; break; case 791: bar = 0.56; break; case 792: bar = 0.56; break; case 793: bar = 0.56; break; case 794: bar = 0.56; break; case 795: bar = 0.56; break; case 796: bar = 0.56; break; case 797: bar = 0.55; break; case 798: bar = 0.55; break; case 799: bar = 0.55; break; case 800: bar = 0.55; break; case 801: bar = 0.55; break; case 802: bar = 0.55; break; case 803: bar = 0.54; break; case 804: bar = 0.54; break; case 805: bar = 0.54; break; case 806: bar = 0.54; break; case 807: bar = 0.54; break; case 808: bar = 0.54; break; case 809: bar = 0.53; break; case 810: bar = 0.53; break; case 811: bar = 0.53; break; case 812: bar = 0.53; break; case 813: bar = 0.53; break; case 814: bar = 0.53; break; case 815: bar = 0.53; break; case 816: bar = 0.52; break; case 817: bar = 0.52; break; case 818: bar = 0.52; break; case 819: bar = 0.52; break; case 820: bar = 0.52; break; case 821: bar = 0.52; break; case 822: bar = 0.51; break; case 823: bar = 0.51; break; case 824: bar = 0.51; break; case 825: bar = 0.51; break; case 826: bar = 0.51; break; case 827: bar = 0.51; break; case 828: bar = 0.5; break; case 829: bar = 0.5; break; case 830: bar = 0.5; break; case 831: bar = 0.5; break; case 832: bar = 0.5; break; case 833: bar = 0.5; break; case 834: bar = 0.5; break; case 835: bar = 0.49; break; case 836: bar = 0.49; break; case 837: bar = 0.49; break; case 838: bar = 0.49; break; case 839: bar = 0.49; break; case 840: bar = 0.49; break; case 841: bar = 0.48; break; case 842: bar = 0.48; break; case 843: bar = 0.48; break; case 844: bar = 0.48; break; case 845: bar = 0.48; break; case 846: bar = 0.48; break; case 847: bar = 0.48; break; case 848: bar = 0.47; break; case 849: bar = 0.47; break; case 850: bar = 0.47; break; case 851: bar = 0.47; break; case 852: bar = 0.47; break; case 853: bar = 0.47; break; case 854: bar = 0.47; break; case 855: bar = 0.46; break; case 856: bar = 0.46; break; case 857: bar = 0.46; break; case 858: bar = 0.46; break; case 859: bar = 0.46; break; case 860: bar = 0.46; break; case 861: bar = 0.46; break; case 862: bar = 0.45; break; case 863: bar = 0.45; break; case 864: bar = 0.45; break; case 865: bar = 0.45; break; case 866: bar = 0.45; break; case 867: bar = 0.45; break; case 868: bar = 0.45; break; case 869: bar = 0.44; break; case 870: bar = 0.44; break; case 871: bar = 0.44; break; case 872: bar = 0.44; break; case 873: bar = 0.44; break; case 874: bar = 0.44; break; case 875: bar = 0.44; break; case 876: bar = 0.43; break; case 877: bar = 0.43; break; case 878: bar = 0.43; break; case 879: bar = 0.43; break; case 880: bar = 0.43; break; case 881: bar = 0.43; break; case 882: bar = 0.43; break; case 883: bar = 0.42; break; case 884: bar = 0.42; break; case 885: bar = 0.42; break; case 886: bar = 0.42; break; case 887: bar = 0.42; break; case 888: bar = 0.42; break; case 889: bar = 0.42; break; case 890: bar = 0.41; break; case 891: bar = 0.41; break; case 892: bar = 0.41; break; case 893: bar = 0.41; break; case 894: bar = 0.41; break; case 895: bar = 0.41; break; case 896: bar = 0.41; break; case 897: bar = 0.41; break; case 898: bar = 0.4; break; case 899: bar = 0.4; break; case 900: bar = 0.4; break; case 901: bar = 0.4; break; case 902: bar = 0.4; break; case 903: bar = 0.4; break; case 904: bar = 0.4; break; case 905: bar = 0.39; break; case 906: bar = 0.39; break; case 907: bar = 0.39; break; case 908: bar = 0.39; break; case 909: bar = 0.39; break; case 910: bar = 0.39; break; case 911: bar = 0.39; break; case 912: bar = 0.39; break; case 913: bar = 0.38; break; case 914: bar = 0.38; break; case 915: bar = 0.38; break; case 916: bar = 0.38; break; case 917: bar = 0.38; break; case 918: bar = 0.38; break; case 919: bar = 0.38; break; case 920: bar = 0.38; break; case 921: bar = 0.37; break; case 922: bar = 0.37; break; case 923: bar = 0.37; break; case 924: bar = 0.37; break; case 925: bar = 0.37; break; case 926: bar = 0.37; break; case 927: bar = 0.37; break; case 928: bar = 0.37; break; case 929: bar = 0.36; break; case 930: bar = 0.36; break; case 931: bar = 0.36; break; case 932: bar = 0.36; break; case 933: bar = 0.36; break; case 934: bar = 0.36; break; case 935: bar = 0.36; break; case 936: bar = 0.36; break; case 937: bar = 0.35; break; case 938: bar = 0.35; break; case 939: bar = 0.35; break; case 940: bar = 0.35; break; case 941: bar = 0.35; break; case 942: bar = 0.35; break; case 943: bar = 0.35; break; case 944: bar = 0.35; break; case 945: bar = 0.34; break; case 946: bar = 0.34; break; case 947: bar = 0.34; break; case 948: bar = 0.34; break; case 949: bar = 0.34; break; case 950: bar = 0.34; break; case 951: bar = 0.34; break; case 952: bar = 0.34; break; case 953: bar = 0.33; break; case 954: bar = 0.33; break; case 955: bar = 0.33; break; case 956: bar = 0.33; break; case 957: bar = 0.33; break; case 958: bar = 0.33; break; case 959: bar = 0.33; break; case 960: bar = 0.33; break; case 961: bar = 0.32; break; case 962: bar = 0.32; break; case 963: bar = 0.32; break; case 964: bar = 0.32; break; case 965: bar = 0.32; break; case 966: bar = 0.32; break; case 967: bar = 0.32; break; case 968: bar = 0.32; break; case 969: bar = 0.32; break; case 970: bar = 0.31; break; case 971: bar = 0.31; break; case 972: bar = 0.31; break; case 973: bar = 0.31; break; case 974: bar = 0.31; break; case 975: bar = 0.31; break; case 976: bar = 0.31; break; case 977: bar = 0.31; break; case 978: bar = 0.3; break; case 979: bar = 0.3; break; case 980: bar = 0.3; break; case 981: bar = 0.3; break; case 982: bar = 0.3; break; case 983: bar = 0.3; break; case 984: bar = 0.3; break; case 985: bar = 0.3; break; case 986: bar = 0.3; break; case 987: bar = 0.29; break; case 988: bar = 0.29; break; case 989: bar = 0.29; break; case 990: bar = 0.29; break; case 991: bar = 0.29; break; case 992: bar = 0.29; break; case 993: bar = 0.29; break; case 994: bar = 0.29; break; case 995: bar = 0.29; break; case 996: bar = 0.28; break; case 997: bar = 0.28; break; case 998: bar = 0.28; break; case 999: bar = 0.28; break; case 1000: bar = 0.28; break; case 1001: bar = 0.28; break; case 1002: bar = 0.28; break; case 1003: bar = 0.28; break; case 1004: bar = 0.28; break; case 1005: bar = 0.27; break; case 1006: bar = 0.27; break; case 1007: bar = 0.27; break; case 1008: bar = 0.27; break; case 1009: bar = 0.27; break; case 1010: bar = 0.27; break; case 1011: bar = 0.27; break; case 1012: bar = 0.27; break; case 1013: bar = 0.27; break; case 1014: bar = 0.26; break; case 1015: bar = 0.26; break; case 1016: bar = 0.26; break; case 1017: bar = 0.26; break; case 1018: bar = 0.26; break; case 1019: bar = 0.26; break; case 1020: bar = 0.26; break; case 1021: bar = 0.26; break; case 1022: bar = 0.26; break; case 1023: bar = 0.26; break; case 1024: bar = 0.25; break;
case 124: bar = 6.18; break; | case 124: bar = 6.18; break; case 125: bar = 6.13; break; case 126: bar = 6.09; break; case 127: bar = 6.04; break; case 128: bar = 6; break; case 129: bar = 5.95; break; case 130: bar = 5.91; break; case 131: bar = 5.87; break; case 132: bar = 5.83; break; case 133: bar = 5.79; break; case 134: bar = 5.75; break; case 135: bar = 5.71; break; case 136: bar = 5.67; break; case 137: bar = 5.63; break; case 138: bar = 5.59; break; case 139: bar = 5.55; break; case 140: bar = 5.51; break; case 141: bar = 5.47; break; case 142: bar = 5.44; break; case 143: bar = 5.4; break; case 144: bar = 5.37; break; case 145: bar = 5.33; break; case 146: bar = 5.3; break; case 147: bar = 5.26; break; case 148: bar = 5.23; break; case 149: bar = 5.19; break; case 150: bar = 5.16; break; case 151: bar = 5.13; break; case 152: bar = 5.09; break; case 153: bar = 5.06; break; case 154: bar = 5.03; break; case 155: bar = 5; break; case 156: bar = 4.97; break; case 157: bar = 4.94; break; case 158: bar = 4.91; break; case 159: bar = 4.88; break; case 160: bar = 4.85; break; case 161: bar = 4.82; break; case 162: bar = 4.79; break; case 163: bar = 4.76; break; case 164: bar = 4.73; break; case 165: bar = 4.7; break; case 166: bar = 4.68; break; case 167: bar = 4.65; break; case 168: bar = 4.62; break; case 169: bar = 4.59; break; case 170: bar = 4.57; break; case 171: bar = 4.54; break; case 172: bar = 4.52; break; case 173: bar = 4.49; break; case 174: bar = 4.46; break; case 175: bar = 4.44; break; case 176: bar = 4.41; break; case 177: bar = 4.39; break; case 178: bar = 4.36; break; case 179: bar = 4.34; break; case 180: bar = 4.32; break; case 181: bar = 4.29; break; case 182: bar = 4.27; break; case 183: bar = 4.25; break; case 184: bar = 4.22; break; case 185: bar = 4.2; break; case 186: bar = 4.18; break; case 187: bar = 4.15; break; case 188: bar = 4.13; break; case 189: bar = 4.11; break; case 190: bar = 4.09; break; case 191: bar = 4.07; break; case 192: bar = 4.05; break; case 193: bar = 4.02; break; case 194: bar = 4; break; case 195: bar = 3.98; break; case 196: bar = 3.96; break; case 197: bar = 3.94; break; case 198: bar = 3.92; break; case 199: bar = 3.9; break; case 200: bar = 3.88; break; case 201: bar = 3.86; break; case 202: bar = 3.84; break; case 203: bar = 3.82; break; case 204: bar = 3.8; break; case 205: bar = 3.78; break; case 206: bar = 3.77; break; case 207: bar = 3.75; break; case 208: bar = 3.73; break; case 209: bar = 3.71; break; case 210: bar = 3.69; break; case 211: bar = 3.67; break; case 212: bar = 3.66; break; case 213: bar = 3.64; break; case 214: bar = 3.62; break; case 215: bar = 3.6; break; case 216: bar = 3.59; break; case 217: bar = 3.57; break; case 218: bar = 3.55; break; case 219: bar = 3.53; break; case 220: bar = 3.52; break; case 221: bar = 3.5; break; case 222: bar = 3.48; break; case 223: bar = 3.47; break; case 224: bar = 3.45; break; case 225: bar = 3.44; break; case 226: bar = 3.42; break; case 227: bar = 3.4; break; case 228: bar = 3.39; break; case 229: bar = 3.37; break; case 230: bar = 3.36; break; case 231: bar = 3.34; break; case 232: bar = 3.33; break; case 233: bar = 3.31; break; case 234: bar = 3.3; break; case 235: bar = 3.28; break; case 236: bar = 3.27; break; case 237: bar = 3.25; break; case 238: bar = 3.24; break; case 239: bar = 3.22; break; case 240: bar = 3.21; break; case 241: bar = 3.19; break; case 242: bar = 3.18; break; case 243: bar = 3.17; break; case 244: bar = 3.15; break; case 245: bar = 3.14; break; case 246: bar = 3.12; break; case 247: bar = 3.11; break; case 248: bar = 3.1; break; case 249: bar = 3.08; break; case 250: bar = 3.07; break; case 251: bar = 3.06; break; case 252: bar = 3.04; break; case 253: bar = 3.03; break; case 254: bar = 3.02; break; case 255: bar = 3.01; break; case 256: bar = 2.99; break; case 257: bar = 2.98; break; case 258: bar = 2.97; break; case 259: bar = 2.96; break; case 260: bar = 2.94; break; case 261: bar = 2.93; break; case 262: bar = 2.92; break; case 263: bar = 2.91; break; case 264: bar = 2.89; break; case 265: bar = 2.88; break; case 266: bar = 2.87; break; case 267: bar = 2.86; break; case 268: bar = 2.85; break; case 269: bar = 2.83; break; case 270: bar = 2.82; break; case 271: bar = 2.81; break; case 272: bar = 2.8; break; case 273: bar = 2.79; break; case 274: bar = 2.78; break; case 275: bar = 2.77; break; case 276: bar = 2.76; break; case 277: bar = 2.74; break; case 278: bar = 2.73; break; case 279: bar = 2.72; break; case 280: bar = 2.71; break; case 281: bar = 2.7; break; case 282: bar = 2.69; break; case 283: bar = 2.68; break; case 284: bar = 2.67; break; case 285: bar = 2.66; break; case 286: bar = 2.65; break; case 287: bar = 2.64; break; case 288: bar = 2.63; break; case 289: bar = 2.62; break; case 290: bar = 2.61; break; case 291: bar = 2.6; break; case 292: bar = 2.59; break; case 293: bar = 2.58; break; case 294: bar = 2.57; break; case 295: bar = 2.56; break; case 296: bar = 2.55; break; case 297: bar = 2.54; break; case 298: bar = 2.53; break; case 299: bar = 2.52; break; case 300: bar = 2.51; break; case 301: bar = 2.5; break; case 302: bar = 2.49; break; case 303: bar = 2.48; break; case 304: bar = 2.47; break; case 305: bar = 2.46; break; case 306: bar = 2.45; break; case 307: bar = 2.44; break; case 308: bar = 2.43; break; case 309: bar = 2.42; break; case 310: bar = 2.41; break; case 311: bar = 2.41; break; case 312: bar = 2.4; break; case 313: bar = 2.39; break; case 314: bar = 2.38; break; case 315: bar = 2.37; break; case 316: bar = 2.36; break; case 317: bar = 2.35; break; case 318: bar = 2.34; break; case 319: bar = 2.34; break; case 320: bar = 2.33; break; case 321: bar = 2.32; break; case 322: bar = 2.31; break; case 323: bar = 2.3; break; case 324: bar = 2.29; break; case 325: bar = 2.28; break; case 326: bar = 2.28; break; case 327: bar = 2.27; break; case 328: bar = 2.26; break; case 329: bar = 2.25; break; case 330: bar = 2.24; break; case 331: bar = 2.24; break; case 332: bar = 2.23; break; case 333: bar = 2.22; break; case 334: bar = 2.21; break; case 335: bar = 2.2; break; case 336: bar = 2.2; break; case 337: bar = 2.19; break; case 338: bar = 2.18; break; case 339: bar = 2.17; break; case 340: bar = 2.17; break; case 341: bar = 2.16; break; case 342: bar = 2.15; break; case 343: bar = 2.14; break; case 344: bar = 2.13; break; case 345: bar = 2.13; break; case 346: bar = 2.12; break; case 347: bar = 2.11; break; case 348: bar = 2.11; break; case 349: bar = 2.1; break; case 350: bar = 2.09; break; case 351: bar = 2.08; break; case 352: bar = 2.08; break; case 353: bar = 2.07; break; case 354: bar = 2.06; break; case 355: bar = 2.05; break; case 356: bar = 2.05; break; case 357: bar = 2.04; break; case 358: bar = 2.03; break; case 359: bar = 2.03; break; case 360: bar = 2.02; break; case 361: bar = 2.01; break; case 362: bar = 2.01; break; case 363: bar = 2; break; case 364: bar = 1.99; break; case 365: bar = 1.99; break; case 366: bar = 1.98; break; case 367: bar = 1.97; break; case 368: bar = 1.97; break; case 369: bar = 1.96; break; case 370: bar = 1.95; break; case 371: bar = 1.95; break; case 372: bar = 1.94; break; case 373: bar = 1.93; break; case 374: bar = 1.93; break; case 375: bar = 1.92; break; case 376: bar = 1.91; break; case 377: bar = 1.91; break; case 378: bar = 1.9; break; case 379: bar = 1.89; break; case 380: bar = 1.89; break; case 381: bar = 1.88; break; case 382: bar = 1.88; break; case 383: bar = 1.87; break; case 384: bar = 1.86; break; case 385: bar = 1.86; break; case 386: bar = 1.85; break; case 387: bar = 1.85; break; case 388: bar = 1.84; break; case 389: bar = 1.83; break; case 390: bar = 1.83; break; case 391: bar = 1.82; break; case 392: bar = 1.82; break; case 393: bar = 1.81; break; case 394: bar = 1.8; break; case 395: bar = 1.8; break; case 396: bar = 1.79; break; case 397: bar = 1.79; break; case 398: bar = 1.78; break; case 399: bar = 1.77; break; case 400: bar = 1.77; break; case 401: bar = 1.76; break; case 402: bar = 1.76; break; case 403: bar = 1.75; break; case 404: bar = 1.75; break; case 405: bar = 1.74; break; case 406: bar = 1.73; break; case 407: bar = 1.73; break; case 408: bar = 1.72; break; case 409: bar = 1.72; break; case 410: bar = 1.71; break; case 411: bar = 1.71; break; case 412: bar = 1.7; break; case 413: bar = 1.7; break; case 414: bar = 1.69; break; case 415: bar = 1.69; break; case 416: bar = 1.68; break; case 417: bar = 1.67; break; case 418: bar = 1.67; break; case 419: bar = 1.66; break; case 420: bar = 1.66; break; case 421: bar = 1.65; break; case 422: bar = 1.65; break; case 423: bar = 1.64; break; case 424: bar = 1.64; break; case 425: bar = 1.63; break; case 426: bar = 1.63; break; case 427: bar = 1.62; break; case 428: bar = 1.62; break; case 429: bar = 1.61; break; case 430: bar = 1.61; break; case 431: bar = 1.6; break; case 432: bar = 1.6; break; case 433: bar = 1.59; break; case 434: bar = 1.59; break; case 435: bar = 1.58; break; case 436: bar = 1.58; break; case 437: bar = 1.57; break; case 438: bar = 1.57; break; case 439: bar = 1.56; break; case 440: bar = 1.56; break; case 441: bar = 1.55; break; case 442: bar = 1.55; break; case 443: bar = 1.54; break; case 444: bar = 1.54; break; case 445: bar = 1.53; break; case 446: bar = 1.53; break; case 447: bar = 1.53; break; case 448: bar = 1.52; break; case 449: bar = 1.52; break; case 450: bar = 1.51; break; case 451: bar = 1.51; break; case 452: bar = 1.5; break; case 453: bar = 1.5; break; case 454: bar = 1.49; break; case 455: bar = 1.49; break; case 456: bar = 1.48; break; case 457: bar = 1.48; break; case 458: bar = 1.47; break; case 459: bar = 1.47; break; case 460: bar = 1.47; break; case 461: bar = 1.46; break; case 462: bar = 1.46; break; case 463: bar = 1.45; break; case 464: bar = 1.45; break; case 465: bar = 1.44; break; case 466: bar = 1.44; break; case 467: bar = 1.44; break; case 468: bar = 1.43; break; case 469: bar = 1.43; break; case 470: bar = 1.42; break; case 471: bar = 1.42; break; case 472: bar = 1.41; break; case 473: bar = 1.41; break; case 474: bar = 1.41; break; case 475: bar = 1.4; break; case 476: bar = 1.4; break; case 477: bar = 1.39; break; case 478: bar = 1.39; break; case 479: bar = 1.38; break; case 480: bar = 1.38; break; case 481: bar = 1.38; break; case 482: bar = 1.37; break; case 483: bar = 1.37; break; case 484: bar = 1.36; break; case 485: bar = 1.36; break; case 486: bar = 1.36; break; case 487: bar = 1.35; break; case 488: bar = 1.35; break; case 489: bar = 1.34; break; case 490: bar = 1.34; break; case 491: bar = 1.34; break; case 492: bar = 1.33; break; case 493: bar = 1.33; break; case 494: bar = 1.32; break; case 495: bar = 1.32; break; case 496: bar = 1.32; break; case 497: bar = 1.31; break; case 498: bar = 1.31; break; case 499: bar = 1.3; break; case 500: bar = 1.3; break; case 501: bar = 1.3; break; case 502: bar = 1.29; break; case 503: bar = 1.29; break; case 504: bar = 1.29; break; case 505: bar = 1.28; break; case 506: bar = 1.28; break; case 507: bar = 1.27; break; case 508: bar = 1.27; break; case 509: bar = 1.27; break; case 510: bar = 1.26; break; case 511: bar = 1.26; break; case 512: bar = 1.26; break; case 513: bar = 1.25; break; case 514: bar = 1.25; break; case 515: bar = 1.24; break; case 516: bar = 1.24; break; case 517: bar = 1.24; break; case 518: bar = 1.23; break; case 519: bar = 1.23; break; case 520: bar = 1.23; break; case 521: bar = 1.22; break; case 522: bar = 1.22; break; case 523: bar = 1.22; break; case 524: bar = 1.21; break; case 525: bar = 1.21; break; case 526: bar = 1.21; break; case 527: bar = 1.2; break; case 528: bar = 1.2; break; case 529: bar = 1.2; break; case 530: bar = 1.19; break; case 531: bar = 1.19; break; case 532: bar = 1.18; break; case 533: bar = 1.18; break; case 534: bar = 1.18; break; case 535: bar = 1.17; break; case 536: bar = 1.17; break; case 537: bar = 1.17; break; case 538: bar = 1.16; break; case 539: bar = 1.16; break; case 540: bar = 1.16; break; case 541: bar = 1.15; break; case 542: bar = 1.15; break; case 543: bar = 1.15; break; case 544: bar = 1.14; break; case 545: bar = 1.14; break; case 546: bar = 1.14; break; case 547: bar = 1.13; break; case 548: bar = 1.13; break; case 549: bar = 1.13; break; case 550: bar = 1.12; break; case 551: bar = 1.12; break; case 552: bar = 1.12; break; case 553: bar = 1.12; break; case 554: bar = 1.11; break; case 555: bar = 1.11; break; case 556: bar = 1.11; break; case 557: bar = 1.1; break; case 558: bar = 1.1; break; case 559: bar = 1.1; break; case 560: bar = 1.09; break; case 561: bar = 1.09; break; case 562: bar = 1.09; break; case 563: bar = 1.08; break; case 564: bar = 1.08; break; case 565: bar = 1.08; break; case 566: bar = 1.07; break; case 567: bar = 1.07; break; case 568: bar = 1.07; break; case 569: bar = 1.07; break; case 570: bar = 1.06; break; case 571: bar = 1.06; break; case 572: bar = 1.06; break; case 573: bar = 1.05; break; case 574: bar = 1.05; break; case 575: bar = 1.05; break; case 576: bar = 1.04; break; case 577: bar = 1.04; break; case 578: bar = 1.04; break; case 579: bar = 1.04; break; case 580: bar = 1.03; break; case 581: bar = 1.03; break; case 582: bar = 1.03; break; case 583: bar = 1.02; break; case 584: bar = 1.02; break; case 585: bar = 1.02; break; case 586: bar = 1.02; break; case 587: bar = 1.01; break; case 588: bar = 1.01; break; case 589: bar = 1.01; break; case 590: bar = 1; break; case 591: bar = 1; break; case 592: bar = 1; break; case 593: bar = 1; break; case 594: bar = 0.99; break; case 595: bar = 0.99; break; case 596: bar = 0.99; break; case 597: bar = 0.98; break; case 598: bar = 0.98; break; case 599: bar = 0.98; break; case 600: bar = 0.98; break; case 601: bar = 0.97; break; case 602: bar = 0.97; break; case 603: bar = 0.97; break; case 604: bar = 0.96; break; case 605: bar = 0.96; break; case 606: bar = 0.96; break; case 607: bar = 0.96; break; case 608: bar = 0.95; break; case 609: bar = 0.95; break; case 610: bar = 0.95; break; case 611: bar = 0.95; break; case 612: bar = 0.94; break; case 613: bar = 0.94; break; case 614: bar = 0.94; break; case 615: bar = 0.94; break; case 616: bar = 0.93; break; case 617: bar = 0.93; break; case 618: bar = 0.93; break; case 619: bar = 0.92; break; case 620: bar = 0.92; break; case 621: bar = 0.92; break; case 622: bar = 0.92; break; case 623: bar = 0.91; break; case 624: bar = 0.91; break; case 625: bar = 0.91; break; case 626: bar = 0.91; break; case 627: bar = 0.9; break; case 628: bar = 0.9; break; case 629: bar = 0.9; break; case 630: bar = 0.9; break; case 631: bar = 0.89; break; case 632: bar = 0.89; break; case 633: bar = 0.89; break; case 634: bar = 0.89; break; case 635: bar = 0.88; break; case 636: bar = 0.88; break; case 637: bar = 0.88; break; case 638: bar = 0.88; break; case 639: bar = 0.87; break; case 640: bar = 0.87; break; case 641: bar = 0.87; break; case 642: bar = 0.87; break; case 643: bar = 0.86; break; case 644: bar = 0.86; break; case 645: bar = 0.86; break; case 646: bar = 0.86; break; case 647: bar = 0.85; break; case 648: bar = 0.85; break; case 649: bar = 0.85; break; case 650: bar = 0.85; break; case 651: bar = 0.84; break; case 652: bar = 0.84; break; case 653: bar = 0.84; break; case 654: bar = 0.84; break; case 655: bar = 0.84; break; case 656: bar = 0.83; break; case 657: bar = 0.83; break; case 658: bar = 0.83; break; case 659: bar = 0.83; break; case 660: bar = 0.82; break; case 661: bar = 0.82; break; case 662: bar = 0.82; break; case 663: bar = 0.82; break; case 664: bar = 0.81; break; case 665: bar = 0.81; break; case 666: bar = 0.81; break; case 667: bar = 0.81; break; case 668: bar = 0.81; break; case 669: bar = 0.8; break; case 670: bar = 0.8; break; case 671: bar = 0.8; break; case 672: bar = 0.8; break; case 673: bar = 0.79; break; case 674: bar = 0.79; break; case 675: bar = 0.79; break; case 676: bar = 0.79; break; case 677: bar = 0.78; break; case 678: bar = 0.78; break; case 679: bar = 0.78; break; case 680: bar = 0.78; break; case 681: bar = 0.78; break; case 682: bar = 0.77; break; case 683: bar = 0.77; break; case 684: bar = 0.77; break; case 685: bar = 0.77; break; case 686: bar = 0.77; break; case 687: bar = 0.76; break; case 688: bar = 0.76; break; case 689: bar = 0.76; break; case 690: bar = 0.76; break; case 691: bar = 0.75; break; case 692: bar = 0.75; break; case 693: bar = 0.75; break; case 694: bar = 0.75; break; case 695: bar = 0.75; break; case 696: bar = 0.74; break; case 697: bar = 0.74; break; case 698: bar = 0.74; break; case 699: bar = 0.74; break; case 700: bar = 0.74; break; case 701: bar = 0.73; break; case 702: bar = 0.73; break; case 703: bar = 0.73; break; case 704: bar = 0.73; break; case 705: bar = 0.72; break; case 706: bar = 0.72; break; case 707: bar = 0.72; break; case 708: bar = 0.72; break; case 709: bar = 0.72; break; case 710: bar = 0.71; break; case 711: bar = 0.71; break; case 712: bar = 0.71; break; case 713: bar = 0.71; break; case 714: bar = 0.71; break; case 715: bar = 0.7; break; case 716: bar = 0.7; break; case 717: bar = 0.7; break; case 718: bar = 0.7; break; case 719: bar = 0.7; break; case 720: bar = 0.69; break; case 721: bar = 0.69; break; case 722: bar = 0.69; break; case 723: bar = 0.69; break; case 724: bar = 0.69; break; case 725: bar = 0.68; break; case 726: bar = 0.68; break; case 727: bar = 0.68; break; case 728: bar = 0.68; break; case 729: bar = 0.68; break; case 730: bar = 0.67; break; case 731: bar = 0.67; break; case 732: bar = 0.67; break; case 733: bar = 0.67; break; case 734: bar = 0.67; break; case 735: bar = 0.67; break; case 736: bar = 0.66; break; case 737: bar = 0.66; break; case 738: bar = 0.66; break; case 739: bar = 0.66; break; case 740: bar = 0.66; break; case 741: bar = 0.65; break; case 742: bar = 0.65; break; case 743: bar = 0.65; break; case 744: bar = 0.65; break; case 745: bar = 0.65; break; case 746: bar = 0.64; break; case 747: bar = 0.64; break; case 748: bar = 0.64; break; case 749: bar = 0.64; break; case 750: bar = 0.64; break; case 751: bar = 0.64; break; case 752: bar = 0.63; break; case 753: bar = 0.63; break; case 754: bar = 0.63; break; case 755: bar = 0.63; break; case 756: bar = 0.63; break; case 757: bar = 0.62; break; case 758: bar = 0.62; break; case 759: bar = 0.62; break; case 760: bar = 0.62; break; case 761: bar = 0.62; break; case 762: bar = 0.61; break; case 763: bar = 0.61; break; case 764: bar = 0.61; break; case 765: bar = 0.61; break; case 766: bar = 0.61; break; case 767: bar = 0.61; break; case 768: bar = 0.6; break; case 769: bar = 0.6; break; case 770: bar = 0.6; break; case 771: bar = 0.6; break; case 772: bar = 0.6; break; case 773: bar = 0.6; break; case 774: bar = 0.59; break; case 775: bar = 0.59; break; case 776: bar = 0.59; break; case 777: bar = 0.59; break; case 778: bar = 0.59; break; case 779: bar = 0.59; break; case 780: bar = 0.58; break; case 781: bar = 0.58; break; case 782: bar = 0.58; break; case 783: bar = 0.58; break; case 784: bar = 0.58; break; case 785: bar = 0.57; break; case 786: bar = 0.57; break; case 787: bar = 0.57; break; case 788: bar = 0.57; break; case 789: bar = 0.57; break; case 790: bar = 0.57; break; case 791: bar = 0.56; break; case 792: bar = 0.56; break; case 793: bar = 0.56; break; case 794: bar = 0.56; break; case 795: bar = 0.56; break; case 796: bar = 0.56; break; case 797: bar = 0.55; break; case 798: bar = 0.55; break; case 799: bar = 0.55; break; case 800: bar = 0.55; break; case 801: bar = 0.55; break; case 802: bar = 0.55; break; case 803: bar = 0.54; break; case 804: bar = 0.54; break; case 805: bar = 0.54; break; case 806: bar = 0.54; break; case 807: bar = 0.54; break; case 808: bar = 0.54; break; case 809: bar = 0.53; break; case 810: bar = 0.53; break; case 811: bar = 0.53; break; case 812: bar = 0.53; break; case 813: bar = 0.53; break; case 814: bar = 0.53; break; case 815: bar = 0.53; break; case 816: bar = 0.52; break; case 817: bar = 0.52; break; case 818: bar = 0.52; break; case 819: bar = 0.52; break; case 820: bar = 0.52; break; case 821: bar = 0.52; break; case 822: bar = 0.51; break; case 823: bar = 0.51; break; case 824: bar = 0.51; break; case 825: bar = 0.51; break; case 826: bar = 0.51; break; case 827: bar = 0.51; break; case 828: bar = 0.5; break; case 829: bar = 0.5; break; case 830: bar = 0.5; break; case 831: bar = 0.5; break; case 832: bar = 0.5; break; case 833: bar = 0.5; break; case 834: bar = 0.5; break; case 835: bar = 0.49; break; case 836: bar = 0.49; break; case 837: bar = 0.49; break; case 838: bar = 0.49; break; case 839: bar = 0.49; break; case 840: bar = 0.49; break; case 841: bar = 0.48; break; case 842: bar = 0.48; break; case 843: bar = 0.48; break; case 844: bar = 0.48; break; case 845: bar = 0.48; break; case 846: bar = 0.48; break; case 847: bar = 0.48; break; case 848: bar = 0.47; break; case 849: bar = 0.47; break; case 850: bar = 0.47; break; case 851: bar = 0.47; break; case 852: bar = 0.47; break; case 853: bar = 0.47; break; case 854: bar = 0.47; break; case 855: bar = 0.46; break; case 856: bar = 0.46; break; case 857: bar = 0.46; break; case 858: bar = 0.46; break; case 859: bar = 0.46; break; case 860: bar = 0.46; break; case 861: bar = 0.46; break; case 862: bar = 0.45; break; case 863: bar = 0.45; break; case 864: bar = 0.45; break; case 865: bar = 0.45; break; case 866: bar = 0.45; break; case 867: bar = 0.45; break; case 868: bar = 0.45; break; case 869: bar = 0.44; break; case 870: bar = 0.44; break; case 871: bar = 0.44; break; case 872: bar = 0.44; break; case 873: bar = 0.44; break; case 874: bar = 0.44; break; case 875: bar = 0.44; break; case 876: bar = 0.43; break; case 877: bar = 0.43; break; case 878: bar = 0.43; break; case 879: bar = 0.43; break; case 880: bar = 0.43; break; case 881: bar = 0.43; break; case 882: bar = 0.43; break; case 883: bar = 0.42; break; case 884: bar = 0.42; break; case 885: bar = 0.42; break; case 886: bar = 0.42; break; case 887: bar = 0.42; break; case 888: bar = 0.42; break; case 889: bar = 0.42; break; case 890: bar = 0.41; break; case 891: bar = 0.41; break; case 892: bar = 0.41; break; case 893: bar = 0.41; break; case 894: bar = 0.41; break; case 895: bar = 0.41; break; case 896: bar = 0.41; break; case 897: bar = 0.41; break; case 898: bar = 0.4; break; case 899: bar = 0.4; break; case 900: bar = 0.4; break; case 901: bar = 0.4; break; case 902: bar = 0.4; break; case 903: bar = 0.4; break; case 904: bar = 0.4; break; case 905: bar = 0.39; break; case 906: bar = 0.39; break; case 907: bar = 0.39; break; case 908: bar = 0.39; break; case 909: bar = 0.39; break; case 910: bar = 0.39; break; case 911: bar = 0.39; break; case 912: bar = 0.39; break; case 913: bar = 0.38; break; case 914: bar = 0.38; break; case 915: bar = 0.38; break; case 916: bar = 0.38; break; case 917: bar = 0.38; break; case 918: bar = 0.38; break; case 919: bar = 0.38; break; case 920: bar = 0.38; break; case 921: bar = 0.37; break; case 922: bar = 0.37; break; case 923: bar = 0.37; break; case 924: bar = 0.37; break; case 925: bar = 0.37; break; case 926: bar = 0.37; break; case 927: bar = 0.37; break; case 928: bar = 0.37; break; case 929: bar = 0.36; break; case 930: bar = 0.36; break; case 931: bar = 0.36; break; case 932: bar = 0.36; break; case 933: bar = 0.36; break; case 934: bar = 0.36; break; case 935: bar = 0.36; break; case 936: bar = 0.36; break; case 937: bar = 0.35; break; case 938: bar = 0.35; break; case 939: bar = 0.35; break; case 940: bar = 0.35; break; case 941: bar = 0.35; break; case 942: bar = 0.35; break; case 943: bar = 0.35; break; case 944: bar = 0.35; break; case 945: bar = 0.34; break; case 946: bar = 0.34; break; case 947: bar = 0.34; break; case 948: bar = 0.34; break; case 949: bar = 0.34; break; case 950: bar = 0.34; break; case 951: bar = 0.34; break; case 952: bar = 0.34; break; case 953: bar = 0.33; break; case 954: bar = 0.33; break; case 955: bar = 0.33; break; case 956: bar = 0.33; break; case 957: bar = 0.33; break; case 958: bar = 0.33; break; case 959: bar = 0.33; break; case 960: bar = 0.33; break; case 961: bar = 0.32; break; case 962: bar = 0.32; break; case 963: bar = 0.32; break; case 964: bar = 0.32; break; case 965: bar = 0.32; break; case 966: bar = 0.32; break; case 967: bar = 0.32; break; case 968: bar = 0.32; break; case 969: bar = 0.32; break; case 970: bar = 0.31; break; case 971: bar = 0.31; break; case 972: bar = 0.31; break; case 973: bar = 0.31; break; case 974: bar = 0.31; break; case 975: bar = 0.31; break; case 976: bar = 0.31; break; case 977: bar = 0.31; break; case 978: bar = 0.3; break; case 979: bar = 0.3; break; case 980: bar = 0.3; break; case 981: bar = 0.3; break; case 982: bar = 0.3; break; case 983: bar = 0.3; break; case 984: bar = 0.3; break; case 985: bar = 0.3; break; case 986: bar = 0.3; break; case 987: bar = 0.29; break; case 988: bar = 0.29; break; case 989: bar = 0.29; break; case 990: bar = 0.29; break; case 991: bar = 0.29; break; case 992: bar = 0.29; break; case 993: bar = 0.29; break; case 994: bar = 0.29; break; case 995: bar = 0.29; break; case 996: bar = 0.28; break; case 997: bar = 0.28; break; case 998: bar = 0.28; break; case 999: bar = 0.28; break; case 1000: bar = 0.28; break; case 1001: bar = 0.28; break; case 1002: bar = 0.28; break; case 1003: bar = 0.28; break; case 1004: bar = 0.28; break; case 1005: bar = 0.27; break; case 1006: bar = 0.27; break; case 1007: bar = 0.27; break; case 1008: bar = 0.27; break; case 1009: bar = 0.27; break; case 1010: bar = 0.27; break; case 1011: bar = 0.27; break; case 1012: bar = 0.27; break; case 1013: bar = 0.27; break; case 1014: bar = 0.26; break; case 1015: bar = 0.26; break; case 1016: bar = 0.26; break; case 1017: bar = 0.26; break; case 1018: bar = 0.26; break; case 1019: bar = 0.26; break; case 1020: bar = 0.26; break; case 1021: bar = 0.26; break; case 1022: bar = 0.26; break; case 1023: bar = 0.26; break; case 1024: bar = 0.25; break;
case 125: bar = 6.13; break; | case 125: bar = 6.13; break; case 126: bar = 6.09; break; case 127: bar = 6.04; break; case 128: bar = 6; break; case 129: bar = 5.95; break; case 130: bar = 5.91; break; case 131: bar = 5.87; break; case 132: bar = 5.83; break; case 133: bar = 5.79; break; case 134: bar = 5.75; break; case 135: bar = 5.71; break; case 136: bar = 5.67; break; case 137: bar = 5.63; break; case 138: bar = 5.59; break; case 139: bar = 5.55; break; case 140: bar = 5.51; break; case 141: bar = 5.47; break; case 142: bar = 5.44; break; case 143: bar = 5.4; break; case 144: bar = 5.37; break; case 145: bar = 5.33; break; case 146: bar = 5.3; break; case 147: bar = 5.26; break; case 148: bar = 5.23; break; case 149: bar = 5.19; break; case 150: bar = 5.16; break; case 151: bar = 5.13; break; case 152: bar = 5.09; break; case 153: bar = 5.06; break; case 154: bar = 5.03; break; case 155: bar = 5; break; case 156: bar = 4.97; break; case 157: bar = 4.94; break; case 158: bar = 4.91; break; case 159: bar = 4.88; break; case 160: bar = 4.85; break; case 161: bar = 4.82; break; case 162: bar = 4.79; break; case 163: bar = 4.76; break; case 164: bar = 4.73; break; case 165: bar = 4.7; break; case 166: bar = 4.68; break; case 167: bar = 4.65; break; case 168: bar = 4.62; break; case 169: bar = 4.59; break; case 170: bar = 4.57; break; case 171: bar = 4.54; break; case 172: bar = 4.52; break; case 173: bar = 4.49; break; case 174: bar = 4.46; break; case 175: bar = 4.44; break; case 176: bar = 4.41; break; case 177: bar = 4.39; break; case 178: bar = 4.36; break; case 179: bar = 4.34; break; case 180: bar = 4.32; break; case 181: bar = 4.29; break; case 182: bar = 4.27; break; case 183: bar = 4.25; break; case 184: bar = 4.22; break; case 185: bar = 4.2; break; case 186: bar = 4.18; break; case 187: bar = 4.15; break; case 188: bar = 4.13; break; case 189: bar = 4.11; break; case 190: bar = 4.09; break; case 191: bar = 4.07; break; case 192: bar = 4.05; break; case 193: bar = 4.02; break; case 194: bar = 4; break; case 195: bar = 3.98; break; case 196: bar = 3.96; break; case 197: bar = 3.94; break; case 198: bar = 3.92; break; case 199: bar = 3.9; break; case 200: bar = 3.88; break; case 201: bar = 3.86; break; case 202: bar = 3.84; break; case 203: bar = 3.82; break; case 204: bar = 3.8; break; case 205: bar = 3.78; break; case 206: bar = 3.77; break; case 207: bar = 3.75; break; case 208: bar = 3.73; break; case 209: bar = 3.71; break; case 210: bar = 3.69; break; case 211: bar = 3.67; break; case 212: bar = 3.66; break; case 213: bar = 3.64; break; case 214: bar = 3.62; break; case 215: bar = 3.6; break; case 216: bar = 3.59; break; case 217: bar = 3.57; break; case 218: bar = 3.55; break; case 219: bar = 3.53; break; case 220: bar = 3.52; break; case 221: bar = 3.5; break; case 222: bar = 3.48; break; case 223: bar = 3.47; break; case 224: bar = 3.45; break; case 225: bar = 3.44; break; case 226: bar = 3.42; break; case 227: bar = 3.4; break; case 228: bar = 3.39; break; case 229: bar = 3.37; break; case 230: bar = 3.36; break; case 231: bar = 3.34; break; case 232: bar = 3.33; break; case 233: bar = 3.31; break; case 234: bar = 3.3; break; case 235: bar = 3.28; break; case 236: bar = 3.27; break; case 237: bar = 3.25; break; case 238: bar = 3.24; break; case 239: bar = 3.22; break; case 240: bar = 3.21; break; case 241: bar = 3.19; break; case 242: bar = 3.18; break; case 243: bar = 3.17; break; case 244: bar = 3.15; break; case 245: bar = 3.14; break; case 246: bar = 3.12; break; case 247: bar = 3.11; break; case 248: bar = 3.1; break; case 249: bar = 3.08; break; case 250: bar = 3.07; break; case 251: bar = 3.06; break; case 252: bar = 3.04; break; case 253: bar = 3.03; break; case 254: bar = 3.02; break; case 255: bar = 3.01; break; case 256: bar = 2.99; break; case 257: bar = 2.98; break; case 258: bar = 2.97; break; case 259: bar = 2.96; break; case 260: bar = 2.94; break; case 261: bar = 2.93; break; case 262: bar = 2.92; break; case 263: bar = 2.91; break; case 264: bar = 2.89; break; case 265: bar = 2.88; break; case 266: bar = 2.87; break; case 267: bar = 2.86; break; case 268: bar = 2.85; break; case 269: bar = 2.83; break; case 270: bar = 2.82; break; case 271: bar = 2.81; break; case 272: bar = 2.8; break; case 273: bar = 2.79; break; case 274: bar = 2.78; break; case 275: bar = 2.77; break; case 276: bar = 2.76; break; case 277: bar = 2.74; break; case 278: bar = 2.73; break; case 279: bar = 2.72; break; case 280: bar = 2.71; break; case 281: bar = 2.7; break; case 282: bar = 2.69; break; case 283: bar = 2.68; break; case 284: bar = 2.67; break; case 285: bar = 2.66; break; case 286: bar = 2.65; break; case 287: bar = 2.64; break; case 288: bar = 2.63; break; case 289: bar = 2.62; break; case 290: bar = 2.61; break; case 291: bar = 2.6; break; case 292: bar = 2.59; break; case 293: bar = 2.58; break; case 294: bar = 2.57; break; case 295: bar = 2.56; break; case 296: bar = 2.55; break; case 297: bar = 2.54; break; case 298: bar = 2.53; break; case 299: bar = 2.52; break; case 300: bar = 2.51; break; case 301: bar = 2.5; break; case 302: bar = 2.49; break; case 303: bar = 2.48; break; case 304: bar = 2.47; break; case 305: bar = 2.46; break; case 306: bar = 2.45; break; case 307: bar = 2.44; break; case 308: bar = 2.43; break; case 309: bar = 2.42; break; case 310: bar = 2.41; break; case 311: bar = 2.41; break; case 312: bar = 2.4; break; case 313: bar = 2.39; break; case 314: bar = 2.38; break; case 315: bar = 2.37; break; case 316: bar = 2.36; break; case 317: bar = 2.35; break; case 318: bar = 2.34; break; case 319: bar = 2.34; break; case 320: bar = 2.33; break; case 321: bar = 2.32; break; case 322: bar = 2.31; break; case 323: bar = 2.3; break; case 324: bar = 2.29; break; case 325: bar = 2.28; break; case 326: bar = 2.28; break; case 327: bar = 2.27; break; case 328: bar = 2.26; break; case 329: bar = 2.25; break; case 330: bar = 2.24; break; case 331: bar = 2.24; break; case 332: bar = 2.23; break; case 333: bar = 2.22; break; case 334: bar = 2.21; break; case 335: bar = 2.2; break; case 336: bar = 2.2; break; case 337: bar = 2.19; break; case 338: bar = 2.18; break; case 339: bar = 2.17; break; case 340: bar = 2.17; break; case 341: bar = 2.16; break; case 342: bar = 2.15; break; case 343: bar = 2.14; break; case 344: bar = 2.13; break; case 345: bar = 2.13; break; case 346: bar = 2.12; break; case 347: bar = 2.11; break; case 348: bar = 2.11; break; case 349: bar = 2.1; break; case 350: bar = 2.09; break; case 351: bar = 2.08; break; case 352: bar = 2.08; break; case 353: bar = 2.07; break; case 354: bar = 2.06; break; case 355: bar = 2.05; break; case 356: bar = 2.05; break; case 357: bar = 2.04; break; case 358: bar = 2.03; break; case 359: bar = 2.03; break; case 360: bar = 2.02; break; case 361: bar = 2.01; break; case 362: bar = 2.01; break; case 363: bar = 2; break; case 364: bar = 1.99; break; case 365: bar = 1.99; break; case 366: bar = 1.98; break; case 367: bar = 1.97; break; case 368: bar = 1.97; break; case 369: bar = 1.96; break; case 370: bar = 1.95; break; case 371: bar = 1.95; break; case 372: bar = 1.94; break; case 373: bar = 1.93; break; case 374: bar = 1.93; break; case 375: bar = 1.92; break; case 376: bar = 1.91; break; case 377: bar = 1.91; break; case 378: bar = 1.9; break; case 379: bar = 1.89; break; case 380: bar = 1.89; break; case 381: bar = 1.88; break; case 382: bar = 1.88; break; case 383: bar = 1.87; break; case 384: bar = 1.86; break; case 385: bar = 1.86; break; case 386: bar = 1.85; break; case 387: bar = 1.85; break; case 388: bar = 1.84; break; case 389: bar = 1.83; break; case 390: bar = 1.83; break; case 391: bar = 1.82; break; case 392: bar = 1.82; break; case 393: bar = 1.81; break; case 394: bar = 1.8; break; case 395: bar = 1.8; break; case 396: bar = 1.79; break; case 397: bar = 1.79; break; case 398: bar = 1.78; break; case 399: bar = 1.77; break; case 400: bar = 1.77; break; case 401: bar = 1.76; break; case 402: bar = 1.76; break; case 403: bar = 1.75; break; case 404: bar = 1.75; break; case 405: bar = 1.74; break; case 406: bar = 1.73; break; case 407: bar = 1.73; break; case 408: bar = 1.72; break; case 409: bar = 1.72; break; case 410: bar = 1.71; break; case 411: bar = 1.71; break; case 412: bar = 1.7; break; case 413: bar = 1.7; break; case 414: bar = 1.69; break; case 415: bar = 1.69; break; case 416: bar = 1.68; break; case 417: bar = 1.67; break; case 418: bar = 1.67; break; case 419: bar = 1.66; break; case 420: bar = 1.66; break; case 421: bar = 1.65; break; case 422: bar = 1.65; break; case 423: bar = 1.64; break; case 424: bar = 1.64; break; case 425: bar = 1.63; break; case 426: bar = 1.63; break; case 427: bar = 1.62; break; case 428: bar = 1.62; break; case 429: bar = 1.61; break; case 430: bar = 1.61; break; case 431: bar = 1.6; break; case 432: bar = 1.6; break; case 433: bar = 1.59; break; case 434: bar = 1.59; break; case 435: bar = 1.58; break; case 436: bar = 1.58; break; case 437: bar = 1.57; break; case 438: bar = 1.57; break; case 439: bar = 1.56; break; case 440: bar = 1.56; break; case 441: bar = 1.55; break; case 442: bar = 1.55; break; case 443: bar = 1.54; break; case 444: bar = 1.54; break; case 445: bar = 1.53; break; case 446: bar = 1.53; break; case 447: bar = 1.53; break; case 448: bar = 1.52; break; case 449: bar = 1.52; break; case 450: bar = 1.51; break; case 451: bar = 1.51; break; case 452: bar = 1.5; break; case 453: bar = 1.5; break; case 454: bar = 1.49; break; case 455: bar = 1.49; break; case 456: bar = 1.48; break; case 457: bar = 1.48; break; case 458: bar = 1.47; break; case 459: bar = 1.47; break; case 460: bar = 1.47; break; case 461: bar = 1.46; break; case 462: bar = 1.46; break; case 463: bar = 1.45; break; case 464: bar = 1.45; break; case 465: bar = 1.44; break; case 466: bar = 1.44; break; case 467: bar = 1.44; break; case 468: bar = 1.43; break; case 469: bar = 1.43; break; case 470: bar = 1.42; break; case 471: bar = 1.42; break; case 472: bar = 1.41; break; case 473: bar = 1.41; break; case 474: bar = 1.41; break; case 475: bar = 1.4; break; case 476: bar = 1.4; break; case 477: bar = 1.39; break; case 478: bar = 1.39; break; case 479: bar = 1.38; break; case 480: bar = 1.38; break; case 481: bar = 1.38; break; case 482: bar = 1.37; break; case 483: bar = 1.37; break; case 484: bar = 1.36; break; case 485: bar = 1.36; break; case 486: bar = 1.36; break; case 487: bar = 1.35; break; case 488: bar = 1.35; break; case 489: bar = 1.34; break; case 490: bar = 1.34; break; case 491: bar = 1.34; break; case 492: bar = 1.33; break; case 493: bar = 1.33; break; case 494: bar = 1.32; break; case 495: bar = 1.32; break; case 496: bar = 1.32; break; case 497: bar = 1.31; break; case 498: bar = 1.31; break; case 499: bar = 1.3; break; case 500: bar = 1.3; break; case 501: bar = 1.3; break; case 502: bar = 1.29; break; case 503: bar = 1.29; break; case 504: bar = 1.29; break; case 505: bar = 1.28; break; case 506: bar = 1.28; break; case 507: bar = 1.27; break; case 508: bar = 1.27; break; case 509: bar = 1.27; break; case 510: bar = 1.26; break; case 511: bar = 1.26; break; case 512: bar = 1.26; break; case 513: bar = 1.25; break; case 514: bar = 1.25; break; case 515: bar = 1.24; break; case 516: bar = 1.24; break; case 517: bar = 1.24; break; case 518: bar = 1.23; break; case 519: bar = 1.23; break; case 520: bar = 1.23; break; case 521: bar = 1.22; break; case 522: bar = 1.22; break; case 523: bar = 1.22; break; case 524: bar = 1.21; break; case 525: bar = 1.21; break; case 526: bar = 1.21; break; case 527: bar = 1.2; break; case 528: bar = 1.2; break; case 529: bar = 1.2; break; case 530: bar = 1.19; break; case 531: bar = 1.19; break; case 532: bar = 1.18; break; case 533: bar = 1.18; break; case 534: bar = 1.18; break; case 535: bar = 1.17; break; case 536: bar = 1.17; break; case 537: bar = 1.17; break; case 538: bar = 1.16; break; case 539: bar = 1.16; break; case 540: bar = 1.16; break; case 541: bar = 1.15; break; case 542: bar = 1.15; break; case 543: bar = 1.15; break; case 544: bar = 1.14; break; case 545: bar = 1.14; break; case 546: bar = 1.14; break; case 547: bar = 1.13; break; case 548: bar = 1.13; break; case 549: bar = 1.13; break; case 550: bar = 1.12; break; case 551: bar = 1.12; break; case 552: bar = 1.12; break; case 553: bar = 1.12; break; case 554: bar = 1.11; break; case 555: bar = 1.11; break; case 556: bar = 1.11; break; case 557: bar = 1.1; break; case 558: bar = 1.1; break; case 559: bar = 1.1; break; case 560: bar = 1.09; break; case 561: bar = 1.09; break; case 562: bar = 1.09; break; case 563: bar = 1.08; break; case 564: bar = 1.08; break; case 565: bar = 1.08; break; case 566: bar = 1.07; break; case 567: bar = 1.07; break; case 568: bar = 1.07; break; case 569: bar = 1.07; break; case 570: bar = 1.06; break; case 571: bar = 1.06; break; case 572: bar = 1.06; break; case 573: bar = 1.05; break; case 574: bar = 1.05; break; case 575: bar = 1.05; break; case 576: bar = 1.04; break; case 577: bar = 1.04; break; case 578: bar = 1.04; break; case 579: bar = 1.04; break; case 580: bar = 1.03; break; case 581: bar = 1.03; break; case 582: bar = 1.03; break; case 583: bar = 1.02; break; case 584: bar = 1.02; break; case 585: bar = 1.02; break; case 586: bar = 1.02; break; case 587: bar = 1.01; break; case 588: bar = 1.01; break; case 589: bar = 1.01; break; case 590: bar = 1; break; case 591: bar = 1; break; case 592: bar = 1; break; case 593: bar = 1; break; case 594: bar = 0.99; break; case 595: bar = 0.99; break; case 596: bar = 0.99; break; case 597: bar = 0.98; break; case 598: bar = 0.98; break; case 599: bar = 0.98; break; case 600: bar = 0.98; break; case 601: bar = 0.97; break; case 602: bar = 0.97; break; case 603: bar = 0.97; break; case 604: bar = 0.96; break; case 605: bar = 0.96; break; case 606: bar = 0.96; break; case 607: bar = 0.96; break; case 608: bar = 0.95; break; case 609: bar = 0.95; break; case 610: bar = 0.95; break; case 611: bar = 0.95; break; case 612: bar = 0.94; break; case 613: bar = 0.94; break; case 614: bar = 0.94; break; case 615: bar = 0.94; break; case 616: bar = 0.93; break; case 617: bar = 0.93; break; case 618: bar = 0.93; break; case 619: bar = 0.92; break; case 620: bar = 0.92; break; case 621: bar = 0.92; break; case 622: bar = 0.92; break; case 623: bar = 0.91; break; case 624: bar = 0.91; break; case 625: bar = 0.91; break; case 626: bar = 0.91; break; case 627: bar = 0.9; break; case 628: bar = 0.9; break; case 629: bar = 0.9; break; case 630: bar = 0.9; break; case 631: bar = 0.89; break; case 632: bar = 0.89; break; case 633: bar = 0.89; break; case 634: bar = 0.89; break; case 635: bar = 0.88; break; case 636: bar = 0.88; break; case 637: bar = 0.88; break; case 638: bar = 0.88; break; case 639: bar = 0.87; break; case 640: bar = 0.87; break; case 641: bar = 0.87; break; case 642: bar = 0.87; break; case 643: bar = 0.86; break; case 644: bar = 0.86; break; case 645: bar = 0.86; break; case 646: bar = 0.86; break; case 647: bar = 0.85; break; case 648: bar = 0.85; break; case 649: bar = 0.85; break; case 650: bar = 0.85; break; case 651: bar = 0.84; break; case 652: bar = 0.84; break; case 653: bar = 0.84; break; case 654: bar = 0.84; break; case 655: bar = 0.84; break; case 656: bar = 0.83; break; case 657: bar = 0.83; break; case 658: bar = 0.83; break; case 659: bar = 0.83; break; case 660: bar = 0.82; break; case 661: bar = 0.82; break; case 662: bar = 0.82; break; case 663: bar = 0.82; break; case 664: bar = 0.81; break; case 665: bar = 0.81; break; case 666: bar = 0.81; break; case 667: bar = 0.81; break; case 668: bar = 0.81; break; case 669: bar = 0.8; break; case 670: bar = 0.8; break; case 671: bar = 0.8; break; case 672: bar = 0.8; break; case 673: bar = 0.79; break; case 674: bar = 0.79; break; case 675: bar = 0.79; break; case 676: bar = 0.79; break; case 677: bar = 0.78; break; case 678: bar = 0.78; break; case 679: bar = 0.78; break; case 680: bar = 0.78; break; case 681: bar = 0.78; break; case 682: bar = 0.77; break; case 683: bar = 0.77; break; case 684: bar = 0.77; break; case 685: bar = 0.77; break; case 686: bar = 0.77; break; case 687: bar = 0.76; break; case 688: bar = 0.76; break; case 689: bar = 0.76; break; case 690: bar = 0.76; break; case 691: bar = 0.75; break; case 692: bar = 0.75; break; case 693: bar = 0.75; break; case 694: bar = 0.75; break; case 695: bar = 0.75; break; case 696: bar = 0.74; break; case 697: bar = 0.74; break; case 698: bar = 0.74; break; case 699: bar = 0.74; break; case 700: bar = 0.74; break; case 701: bar = 0.73; break; case 702: bar = 0.73; break; case 703: bar = 0.73; break; case 704: bar = 0.73; break; case 705: bar = 0.72; break; case 706: bar = 0.72; break; case 707: bar = 0.72; break; case 708: bar = 0.72; break; case 709: bar = 0.72; break; case 710: bar = 0.71; break; case 711: bar = 0.71; break; case 712: bar = 0.71; break; case 713: bar = 0.71; break; case 714: bar = 0.71; break; case 715: bar = 0.7; break; case 716: bar = 0.7; break; case 717: bar = 0.7; break; case 718: bar = 0.7; break; case 719: bar = 0.7; break; case 720: bar = 0.69; break; case 721: bar = 0.69; break; case 722: bar = 0.69; break; case 723: bar = 0.69; break; case 724: bar = 0.69; break; case 725: bar = 0.68; break; case 726: bar = 0.68; break; case 727: bar = 0.68; break; case 728: bar = 0.68; break; case 729: bar = 0.68; break; case 730: bar = 0.67; break; case 731: bar = 0.67; break; case 732: bar = 0.67; break; case 733: bar = 0.67; break; case 734: bar = 0.67; break; case 735: bar = 0.67; break; case 736: bar = 0.66; break; case 737: bar = 0.66; break; case 738: bar = 0.66; break; case 739: bar = 0.66; break; case 740: bar = 0.66; break; case 741: bar = 0.65; break; case 742: bar = 0.65; break; case 743: bar = 0.65; break; case 744: bar = 0.65; break; case 745: bar = 0.65; break; case 746: bar = 0.64; break; case 747: bar = 0.64; break; case 748: bar = 0.64; break; case 749: bar = 0.64; break; case 750: bar = 0.64; break; case 751: bar = 0.64; break; case 752: bar = 0.63; break; case 753: bar = 0.63; break; case 754: bar = 0.63; break; case 755: bar = 0.63; break; case 756: bar = 0.63; break; case 757: bar = 0.62; break; case 758: bar = 0.62; break; case 759: bar = 0.62; break; case 760: bar = 0.62; break; case 761: bar = 0.62; break; case 762: bar = 0.61; break; case 763: bar = 0.61; break; case 764: bar = 0.61; break; case 765: bar = 0.61; break; case 766: bar = 0.61; break; case 767: bar = 0.61; break; case 768: bar = 0.6; break; case 769: bar = 0.6; break; case 770: bar = 0.6; break; case 771: bar = 0.6; break; case 772: bar = 0.6; break; case 773: bar = 0.6; break; case 774: bar = 0.59; break; case 775: bar = 0.59; break; case 776: bar = 0.59; break; case 777: bar = 0.59; break; case 778: bar = 0.59; break; case 779: bar = 0.59; break; case 780: bar = 0.58; break; case 781: bar = 0.58; break; case 782: bar = 0.58; break; case 783: bar = 0.58; break; case 784: bar = 0.58; break; case 785: bar = 0.57; break; case 786: bar = 0.57; break; case 787: bar = 0.57; break; case 788: bar = 0.57; break; case 789: bar = 0.57; break; case 790: bar = 0.57; break; case 791: bar = 0.56; break; case 792: bar = 0.56; break; case 793: bar = 0.56; break; case 794: bar = 0.56; break; case 795: bar = 0.56; break; case 796: bar = 0.56; break; case 797: bar = 0.55; break; case 798: bar = 0.55; break; case 799: bar = 0.55; break; case 800: bar = 0.55; break; case 801: bar = 0.55; break; case 802: bar = 0.55; break; case 803: bar = 0.54; break; case 804: bar = 0.54; break; case 805: bar = 0.54; break; case 806: bar = 0.54; break; case 807: bar = 0.54; break; case 808: bar = 0.54; break; case 809: bar = 0.53; break; case 810: bar = 0.53; break; case 811: bar = 0.53; break; case 812: bar = 0.53; break; case 813: bar = 0.53; break; case 814: bar = 0.53; break; case 815: bar = 0.53; break; case 816: bar = 0.52; break; case 817: bar = 0.52; break; case 818: bar = 0.52; break; case 819: bar = 0.52; break; case 820: bar = 0.52; break; case 821: bar = 0.52; break; case 822: bar = 0.51; break; case 823: bar = 0.51; break; case 824: bar = 0.51; break; case 825: bar = 0.51; break; case 826: bar = 0.51; break; case 827: bar = 0.51; break; case 828: bar = 0.5; break; case 829: bar = 0.5; break; case 830: bar = 0.5; break; case 831: bar = 0.5; break; case 832: bar = 0.5; break; case 833: bar = 0.5; break; case 834: bar = 0.5; break; case 835: bar = 0.49; break; case 836: bar = 0.49; break; case 837: bar = 0.49; break; case 838: bar = 0.49; break; case 839: bar = 0.49; break; case 840: bar = 0.49; break; case 841: bar = 0.48; break; case 842: bar = 0.48; break; case 843: bar = 0.48; break; case 844: bar = 0.48; break; case 845: bar = 0.48; break; case 846: bar = 0.48; break; case 847: bar = 0.48; break; case 848: bar = 0.47; break; case 849: bar = 0.47; break; case 850: bar = 0.47; break; case 851: bar = 0.47; break; case 852: bar = 0.47; break; case 853: bar = 0.47; break; case 854: bar = 0.47; break; case 855: bar = 0.46; break; case 856: bar = 0.46; break; case 857: bar = 0.46; break; case 858: bar = 0.46; break; case 859: bar = 0.46; break; case 860: bar = 0.46; break; case 861: bar = 0.46; break; case 862: bar = 0.45; break; case 863: bar = 0.45; break; case 864: bar = 0.45; break; case 865: bar = 0.45; break; case 866: bar = 0.45; break; case 867: bar = 0.45; break; case 868: bar = 0.45; break; case 869: bar = 0.44; break; case 870: bar = 0.44; break; case 871: bar = 0.44; break; case 872: bar = 0.44; break; case 873: bar = 0.44; break; case 874: bar = 0.44; break; case 875: bar = 0.44; break; case 876: bar = 0.43; break; case 877: bar = 0.43; break; case 878: bar = 0.43; break; case 879: bar = 0.43; break; case 880: bar = 0.43; break; case 881: bar = 0.43; break; case 882: bar = 0.43; break; case 883: bar = 0.42; break; case 884: bar = 0.42; break; case 885: bar = 0.42; break; case 886: bar = 0.42; break; case 887: bar = 0.42; break; case 888: bar = 0.42; break; case 889: bar = 0.42; break; case 890: bar = 0.41; break; case 891: bar = 0.41; break; case 892: bar = 0.41; break; case 893: bar = 0.41; break; case 894: bar = 0.41; break; case 895: bar = 0.41; break; case 896: bar = 0.41; break; case 897: bar = 0.41; break; case 898: bar = 0.4; break; case 899: bar = 0.4; break; case 900: bar = 0.4; break; case 901: bar = 0.4; break; case 902: bar = 0.4; break; case 903: bar = 0.4; break; case 904: bar = 0.4; break; case 905: bar = 0.39; break; case 906: bar = 0.39; break; case 907: bar = 0.39; break; case 908: bar = 0.39; break; case 909: bar = 0.39; break; case 910: bar = 0.39; break; case 911: bar = 0.39; break; case 912: bar = 0.39; break; case 913: bar = 0.38; break; case 914: bar = 0.38; break; case 915: bar = 0.38; break; case 916: bar = 0.38; break; case 917: bar = 0.38; break; case 918: bar = 0.38; break; case 919: bar = 0.38; break; case 920: bar = 0.38; break; case 921: bar = 0.37; break; case 922: bar = 0.37; break; case 923: bar = 0.37; break; case 924: bar = 0.37; break; case 925: bar = 0.37; break; case 926: bar = 0.37; break; case 927: bar = 0.37; break; case 928: bar = 0.37; break; case 929: bar = 0.36; break; case 930: bar = 0.36; break; case 931: bar = 0.36; break; case 932: bar = 0.36; break; case 933: bar = 0.36; break; case 934: bar = 0.36; break; case 935: bar = 0.36; break; case 936: bar = 0.36; break; case 937: bar = 0.35; break; case 938: bar = 0.35; break; case 939: bar = 0.35; break; case 940: bar = 0.35; break; case 941: bar = 0.35; break; case 942: bar = 0.35; break; case 943: bar = 0.35; break; case 944: bar = 0.35; break; case 945: bar = 0.34; break; case 946: bar = 0.34; break; case 947: bar = 0.34; break; case 948: bar = 0.34; break; case 949: bar = 0.34; break; case 950: bar = 0.34; break; case 951: bar = 0.34; break; case 952: bar = 0.34; break; case 953: bar = 0.33; break; case 954: bar = 0.33; break; case 955: bar = 0.33; break; case 956: bar = 0.33; break; case 957: bar = 0.33; break; case 958: bar = 0.33; break; case 959: bar = 0.33; break; case 960: bar = 0.33; break; case 961: bar = 0.32; break; case 962: bar = 0.32; break; case 963: bar = 0.32; break; case 964: bar = 0.32; break; case 965: bar = 0.32; break; case 966: bar = 0.32; break; case 967: bar = 0.32; break; case 968: bar = 0.32; break; case 969: bar = 0.32; break; case 970: bar = 0.31; break; case 971: bar = 0.31; break; case 972: bar = 0.31; break; case 973: bar = 0.31; break; case 974: bar = 0.31; break; case 975: bar = 0.31; break; case 976: bar = 0.31; break; case 977: bar = 0.31; break; case 978: bar = 0.3; break; case 979: bar = 0.3; break; case 980: bar = 0.3; break; case 981: bar = 0.3; break; case 982: bar = 0.3; break; case 983: bar = 0.3; break; case 984: bar = 0.3; break; case 985: bar = 0.3; break; case 986: bar = 0.3; break; case 987: bar = 0.29; break; case 988: bar = 0.29; break; case 989: bar = 0.29; break; case 990: bar = 0.29; break; case 991: bar = 0.29; break; case 992: bar = 0.29; break; case 993: bar = 0.29; break; case 994: bar = 0.29; break; case 995: bar = 0.29; break; case 996: bar = 0.28; break; case 997: bar = 0.28; break; case 998: bar = 0.28; break; case 999: bar = 0.28; break; case 1000: bar = 0.28; break; case 1001: bar = 0.28; break; case 1002: bar = 0.28; break; case 1003: bar = 0.28; break; case 1004: bar = 0.28; break; case 1005: bar = 0.27; break; case 1006: bar = 0.27; break; case 1007: bar = 0.27; break; case 1008: bar = 0.27; break; case 1009: bar = 0.27; break; case 1010: bar = 0.27; break; case 1011: bar = 0.27; break; case 1012: bar = 0.27; break; case 1013: bar = 0.27; break; case 1014: bar = 0.26; break; case 1015: bar = 0.26; break; case 1016: bar = 0.26; break; case 1017: bar = 0.26; break; case 1018: bar = 0.26; break; case 1019: bar = 0.26; break; case 1020: bar = 0.26; break; case 1021: bar = 0.26; break; case 1022: bar = 0.26; break; case 1023: bar = 0.26; break; case 1024: bar = 0.25; break;
case 126: bar = 6.09; break; | case 126: bar = 6.09; break; case 127: bar = 6.04; break; case 128: bar = 6; break; case 129: bar = 5.95; break; case 130: bar = 5.91; break; case 131: bar = 5.87; break; case 132: bar = 5.83; break; case 133: bar = 5.79; break; case 134: bar = 5.75; break; case 135: bar = 5.71; break; case 136: bar = 5.67; break; case 137: bar = 5.63; break; case 138: bar = 5.59; break; case 139: bar = 5.55; break; case 140: bar = 5.51; break; case 141: bar = 5.47; break; case 142: bar = 5.44; break; case 143: bar = 5.4; break; case 144: bar = 5.37; break; case 145: bar = 5.33; break; case 146: bar = 5.3; break; case 147: bar = 5.26; break; case 148: bar = 5.23; break; case 149: bar = 5.19; break; case 150: bar = 5.16; break; case 151: bar = 5.13; break; case 152: bar = 5.09; break; case 153: bar = 5.06; break; case 154: bar = 5.03; break; case 155: bar = 5; break; case 156: bar = 4.97; break; case 157: bar = 4.94; break; case 158: bar = 4.91; break; case 159: bar = 4.88; break; case 160: bar = 4.85; break; case 161: bar = 4.82; break; case 162: bar = 4.79; break; case 163: bar = 4.76; break; case 164: bar = 4.73; break; case 165: bar = 4.7; break; case 166: bar = 4.68; break; case 167: bar = 4.65; break; case 168: bar = 4.62; break; case 169: bar = 4.59; break; case 170: bar = 4.57; break; case 171: bar = 4.54; break; case 172: bar = 4.52; break; case 173: bar = 4.49; break; case 174: bar = 4.46; break; case 175: bar = 4.44; break; case 176: bar = 4.41; break; case 177: bar = 4.39; break; case 178: bar = 4.36; break; case 179: bar = 4.34; break; case 180: bar = 4.32; break; case 181: bar = 4.29; break; case 182: bar = 4.27; break; case 183: bar = 4.25; break; case 184: bar = 4.22; break; case 185: bar = 4.2; break; case 186: bar = 4.18; break; case 187: bar = 4.15; break; case 188: bar = 4.13; break; case 189: bar = 4.11; break; case 190: bar = 4.09; break; case 191: bar = 4.07; break; case 192: bar = 4.05; break; case 193: bar = 4.02; break; case 194: bar = 4; break; case 195: bar = 3.98; break; case 196: bar = 3.96; break; case 197: bar = 3.94; break; case 198: bar = 3.92; break; case 199: bar = 3.9; break; case 200: bar = 3.88; break; case 201: bar = 3.86; break; case 202: bar = 3.84; break; case 203: bar = 3.82; break; case 204: bar = 3.8; break; case 205: bar = 3.78; break; case 206: bar = 3.77; break; case 207: bar = 3.75; break; case 208: bar = 3.73; break; case 209: bar = 3.71; break; case 210: bar = 3.69; break; case 211: bar = 3.67; break; case 212: bar = 3.66; break; case 213: bar = 3.64; break; case 214: bar = 3.62; break; case 215: bar = 3.6; break; case 216: bar = 3.59; break; case 217: bar = 3.57; break; case 218: bar = 3.55; break; case 219: bar = 3.53; break; case 220: bar = 3.52; break; case 221: bar = 3.5; break; case 222: bar = 3.48; break; case 223: bar = 3.47; break; case 224: bar = 3.45; break; case 225: bar = 3.44; break; case 226: bar = 3.42; break; case 227: bar = 3.4; break; case 228: bar = 3.39; break; case 229: bar = 3.37; break; case 230: bar = 3.36; break; case 231: bar = 3.34; break; case 232: bar = 3.33; break; case 233: bar = 3.31; break; case 234: bar = 3.3; break; case 235: bar = 3.28; break; case 236: bar = 3.27; break; case 237: bar = 3.25; break; case 238: bar = 3.24; break; case 239: bar = 3.22; break; case 240: bar = 3.21; break; case 241: bar = 3.19; break; case 242: bar = 3.18; break; case 243: bar = 3.17; break; case 244: bar = 3.15; break; case 245: bar = 3.14; break; case 246: bar = 3.12; break; case 247: bar = 3.11; break; case 248: bar = 3.1; break; case 249: bar = 3.08; break; case 250: bar = 3.07; break; case 251: bar = 3.06; break; case 252: bar = 3.04; break; case 253: bar = 3.03; break; case 254: bar = 3.02; break; case 255: bar = 3.01; break; case 256: bar = 2.99; break; case 257: bar = 2.98; break; case 258: bar = 2.97; break; case 259: bar = 2.96; break; case 260: bar = 2.94; break; case 261: bar = 2.93; break; case 262: bar = 2.92; break; case 263: bar = 2.91; break; case 264: bar = 2.89; break; case 265: bar = 2.88; break; case 266: bar = 2.87; break; case 267: bar = 2.86; break; case 268: bar = 2.85; break; case 269: bar = 2.83; break; case 270: bar = 2.82; break; case 271: bar = 2.81; break; case 272: bar = 2.8; break; case 273: bar = 2.79; break; case 274: bar = 2.78; break; case 275: bar = 2.77; break; case 276: bar = 2.76; break; case 277: bar = 2.74; break; case 278: bar = 2.73; break; case 279: bar = 2.72; break; case 280: bar = 2.71; break; case 281: bar = 2.7; break; case 282: bar = 2.69; break; case 283: bar = 2.68; break; case 284: bar = 2.67; break; case 285: bar = 2.66; break; case 286: bar = 2.65; break; case 287: bar = 2.64; break; case 288: bar = 2.63; break; case 289: bar = 2.62; break; case 290: bar = 2.61; break; case 291: bar = 2.6; break; case 292: bar = 2.59; break; case 293: bar = 2.58; break; case 294: bar = 2.57; break; case 295: bar = 2.56; break; case 296: bar = 2.55; break; case 297: bar = 2.54; break; case 298: bar = 2.53; break; case 299: bar = 2.52; break; case 300: bar = 2.51; break; case 301: bar = 2.5; break; case 302: bar = 2.49; break; case 303: bar = 2.48; break; case 304: bar = 2.47; break; case 305: bar = 2.46; break; case 306: bar = 2.45; break; case 307: bar = 2.44; break; case 308: bar = 2.43; break; case 309: bar = 2.42; break; case 310: bar = 2.41; break; case 311: bar = 2.41; break; case 312: bar = 2.4; break; case 313: bar = 2.39; break; case 314: bar = 2.38; break; case 315: bar = 2.37; break; case 316: bar = 2.36; break; case 317: bar = 2.35; break; case 318: bar = 2.34; break; case 319: bar = 2.34; break; case 320: bar = 2.33; break; case 321: bar = 2.32; break; case 322: bar = 2.31; break; case 323: bar = 2.3; break; case 324: bar = 2.29; break; case 325: bar = 2.28; break; case 326: bar = 2.28; break; case 327: bar = 2.27; break; case 328: bar = 2.26; break; case 329: bar = 2.25; break; case 330: bar = 2.24; break; case 331: bar = 2.24; break; case 332: bar = 2.23; break; case 333: bar = 2.22; break; case 334: bar = 2.21; break; case 335: bar = 2.2; break; case 336: bar = 2.2; break; case 337: bar = 2.19; break; case 338: bar = 2.18; break; case 339: bar = 2.17; break; case 340: bar = 2.17; break; case 341: bar = 2.16; break; case 342: bar = 2.15; break; case 343: bar = 2.14; break; case 344: bar = 2.13; break; case 345: bar = 2.13; break; case 346: bar = 2.12; break; case 347: bar = 2.11; break; case 348: bar = 2.11; break; case 349: bar = 2.1; break; case 350: bar = 2.09; break; case 351: bar = 2.08; break; case 352: bar = 2.08; break; case 353: bar = 2.07; break; case 354: bar = 2.06; break; case 355: bar = 2.05; break; case 356: bar = 2.05; break; case 357: bar = 2.04; break; case 358: bar = 2.03; break; case 359: bar = 2.03; break; case 360: bar = 2.02; break; case 361: bar = 2.01; break; case 362: bar = 2.01; break; case 363: bar = 2; break; case 364: bar = 1.99; break; case 365: bar = 1.99; break; case 366: bar = 1.98; break; case 367: bar = 1.97; break; case 368: bar = 1.97; break; case 369: bar = 1.96; break; case 370: bar = 1.95; break; case 371: bar = 1.95; break; case 372: bar = 1.94; break; case 373: bar = 1.93; break; case 374: bar = 1.93; break; case 375: bar = 1.92; break; case 376: bar = 1.91; break; case 377: bar = 1.91; break; case 378: bar = 1.9; break; case 379: bar = 1.89; break; case 380: bar = 1.89; break; case 381: bar = 1.88; break; case 382: bar = 1.88; break; case 383: bar = 1.87; break; case 384: bar = 1.86; break; case 385: bar = 1.86; break; case 386: bar = 1.85; break; case 387: bar = 1.85; break; case 388: bar = 1.84; break; case 389: bar = 1.83; break; case 390: bar = 1.83; break; case 391: bar = 1.82; break; case 392: bar = 1.82; break; case 393: bar = 1.81; break; case 394: bar = 1.8; break; case 395: bar = 1.8; break; case 396: bar = 1.79; break; case 397: bar = 1.79; break; case 398: bar = 1.78; break; case 399: bar = 1.77; break; case 400: bar = 1.77; break; case 401: bar = 1.76; break; case 402: bar = 1.76; break; case 403: bar = 1.75; break; case 404: bar = 1.75; break; case 405: bar = 1.74; break; case 406: bar = 1.73; break; case 407: bar = 1.73; break; case 408: bar = 1.72; break; case 409: bar = 1.72; break; case 410: bar = 1.71; break; case 411: bar = 1.71; break; case 412: bar = 1.7; break; case 413: bar = 1.7; break; case 414: bar = 1.69; break; case 415: bar = 1.69; break; case 416: bar = 1.68; break; case 417: bar = 1.67; break; case 418: bar = 1.67; break; case 419: bar = 1.66; break; case 420: bar = 1.66; break; case 421: bar = 1.65; break; case 422: bar = 1.65; break; case 423: bar = 1.64; break; case 424: bar = 1.64; break; case 425: bar = 1.63; break; case 426: bar = 1.63; break; case 427: bar = 1.62; break; case 428: bar = 1.62; break; case 429: bar = 1.61; break; case 430: bar = 1.61; break; case 431: bar = 1.6; break; case 432: bar = 1.6; break; case 433: bar = 1.59; break; case 434: bar = 1.59; break; case 435: bar = 1.58; break; case 436: bar = 1.58; break; case 437: bar = 1.57; break; case 438: bar = 1.57; break; case 439: bar = 1.56; break; case 440: bar = 1.56; break; case 441: bar = 1.55; break; case 442: bar = 1.55; break; case 443: bar = 1.54; break; case 444: bar = 1.54; break; case 445: bar = 1.53; break; case 446: bar = 1.53; break; case 447: bar = 1.53; break; case 448: bar = 1.52; break; case 449: bar = 1.52; break; case 450: bar = 1.51; break; case 451: bar = 1.51; break; case 452: bar = 1.5; break; case 453: bar = 1.5; break; case 454: bar = 1.49; break; case 455: bar = 1.49; break; case 456: bar = 1.48; break; case 457: bar = 1.48; break; case 458: bar = 1.47; break; case 459: bar = 1.47; break; case 460: bar = 1.47; break; case 461: bar = 1.46; break; case 462: bar = 1.46; break; case 463: bar = 1.45; break; case 464: bar = 1.45; break; case 465: bar = 1.44; break; case 466: bar = 1.44; break; case 467: bar = 1.44; break; case 468: bar = 1.43; break; case 469: bar = 1.43; break; case 470: bar = 1.42; break; case 471: bar = 1.42; break; case 472: bar = 1.41; break; case 473: bar = 1.41; break; case 474: bar = 1.41; break; case 475: bar = 1.4; break; case 476: bar = 1.4; break; case 477: bar = 1.39; break; case 478: bar = 1.39; break; case 479: bar = 1.38; break; case 480: bar = 1.38; break; case 481: bar = 1.38; break; case 482: bar = 1.37; break; case 483: bar = 1.37; break; case 484: bar = 1.36; break; case 485: bar = 1.36; break; case 486: bar = 1.36; break; case 487: bar = 1.35; break; case 488: bar = 1.35; break; case 489: bar = 1.34; break; case 490: bar = 1.34; break; case 491: bar = 1.34; break; case 492: bar = 1.33; break; case 493: bar = 1.33; break; case 494: bar = 1.32; break; case 495: bar = 1.32; break; case 496: bar = 1.32; break; case 497: bar = 1.31; break; case 498: bar = 1.31; break; case 499: bar = 1.3; break; case 500: bar = 1.3; break; case 501: bar = 1.3; break; case 502: bar = 1.29; break; case 503: bar = 1.29; break; case 504: bar = 1.29; break; case 505: bar = 1.28; break; case 506: bar = 1.28; break; case 507: bar = 1.27; break; case 508: bar = 1.27; break; case 509: bar = 1.27; break; case 510: bar = 1.26; break; case 511: bar = 1.26; break; case 512: bar = 1.26; break; case 513: bar = 1.25; break; case 514: bar = 1.25; break; case 515: bar = 1.24; break; case 516: bar = 1.24; break; case 517: bar = 1.24; break; case 518: bar = 1.23; break; case 519: bar = 1.23; break; case 520: bar = 1.23; break; case 521: bar = 1.22; break; case 522: bar = 1.22; break; case 523: bar = 1.22; break; case 524: bar = 1.21; break; case 525: bar = 1.21; break; case 526: bar = 1.21; break; case 527: bar = 1.2; break; case 528: bar = 1.2; break; case 529: bar = 1.2; break; case 530: bar = 1.19; break; case 531: bar = 1.19; break; case 532: bar = 1.18; break; case 533: bar = 1.18; break; case 534: bar = 1.18; break; case 535: bar = 1.17; break; case 536: bar = 1.17; break; case 537: bar = 1.17; break; case 538: bar = 1.16; break; case 539: bar = 1.16; break; case 540: bar = 1.16; break; case 541: bar = 1.15; break; case 542: bar = 1.15; break; case 543: bar = 1.15; break; case 544: bar = 1.14; break; case 545: bar = 1.14; break; case 546: bar = 1.14; break; case 547: bar = 1.13; break; case 548: bar = 1.13; break; case 549: bar = 1.13; break; case 550: bar = 1.12; break; case 551: bar = 1.12; break; case 552: bar = 1.12; break; case 553: bar = 1.12; break; case 554: bar = 1.11; break; case 555: bar = 1.11; break; case 556: bar = 1.11; break; case 557: bar = 1.1; break; case 558: bar = 1.1; break; case 559: bar = 1.1; break; case 560: bar = 1.09; break; case 561: bar = 1.09; break; case 562: bar = 1.09; break; case 563: bar = 1.08; break; case 564: bar = 1.08; break; case 565: bar = 1.08; break; case 566: bar = 1.07; break; case 567: bar = 1.07; break; case 568: bar = 1.07; break; case 569: bar = 1.07; break; case 570: bar = 1.06; break; case 571: bar = 1.06; break; case 572: bar = 1.06; break; case 573: bar = 1.05; break; case 574: bar = 1.05; break; case 575: bar = 1.05; break; case 576: bar = 1.04; break; case 577: bar = 1.04; break; case 578: bar = 1.04; break; case 579: bar = 1.04; break; case 580: bar = 1.03; break; case 581: bar = 1.03; break; case 582: bar = 1.03; break; case 583: bar = 1.02; break; case 584: bar = 1.02; break; case 585: bar = 1.02; break; case 586: bar = 1.02; break; case 587: bar = 1.01; break; case 588: bar = 1.01; break; case 589: bar = 1.01; break; case 590: bar = 1; break; case 591: bar = 1; break; case 592: bar = 1; break; case 593: bar = 1; break; case 594: bar = 0.99; break; case 595: bar = 0.99; break; case 596: bar = 0.99; break; case 597: bar = 0.98; break; case 598: bar = 0.98; break; case 599: bar = 0.98; break; case 600: bar = 0.98; break; case 601: bar = 0.97; break; case 602: bar = 0.97; break; case 603: bar = 0.97; break; case 604: bar = 0.96; break; case 605: bar = 0.96; break; case 606: bar = 0.96; break; case 607: bar = 0.96; break; case 608: bar = 0.95; break; case 609: bar = 0.95; break; case 610: bar = 0.95; break; case 611: bar = 0.95; break; case 612: bar = 0.94; break; case 613: bar = 0.94; break; case 614: bar = 0.94; break; case 615: bar = 0.94; break; case 616: bar = 0.93; break; case 617: bar = 0.93; break; case 618: bar = 0.93; break; case 619: bar = 0.92; break; case 620: bar = 0.92; break; case 621: bar = 0.92; break; case 622: bar = 0.92; break; case 623: bar = 0.91; break; case 624: bar = 0.91; break; case 625: bar = 0.91; break; case 626: bar = 0.91; break; case 627: bar = 0.9; break; case 628: bar = 0.9; break; case 629: bar = 0.9; break; case 630: bar = 0.9; break; case 631: bar = 0.89; break; case 632: bar = 0.89; break; case 633: bar = 0.89; break; case 634: bar = 0.89; break; case 635: bar = 0.88; break; case 636: bar = 0.88; break; case 637: bar = 0.88; break; case 638: bar = 0.88; break; case 639: bar = 0.87; break; case 640: bar = 0.87; break; case 641: bar = 0.87; break; case 642: bar = 0.87; break; case 643: bar = 0.86; break; case 644: bar = 0.86; break; case 645: bar = 0.86; break; case 646: bar = 0.86; break; case 647: bar = 0.85; break; case 648: bar = 0.85; break; case 649: bar = 0.85; break; case 650: bar = 0.85; break; case 651: bar = 0.84; break; case 652: bar = 0.84; break; case 653: bar = 0.84; break; case 654: bar = 0.84; break; case 655: bar = 0.84; break; case 656: bar = 0.83; break; case 657: bar = 0.83; break; case 658: bar = 0.83; break; case 659: bar = 0.83; break; case 660: bar = 0.82; break; case 661: bar = 0.82; break; case 662: bar = 0.82; break; case 663: bar = 0.82; break; case 664: bar = 0.81; break; case 665: bar = 0.81; break; case 666: bar = 0.81; break; case 667: bar = 0.81; break; case 668: bar = 0.81; break; case 669: bar = 0.8; break; case 670: bar = 0.8; break; case 671: bar = 0.8; break; case 672: bar = 0.8; break; case 673: bar = 0.79; break; case 674: bar = 0.79; break; case 675: bar = 0.79; break; case 676: bar = 0.79; break; case 677: bar = 0.78; break; case 678: bar = 0.78; break; case 679: bar = 0.78; break; case 680: bar = 0.78; break; case 681: bar = 0.78; break; case 682: bar = 0.77; break; case 683: bar = 0.77; break; case 684: bar = 0.77; break; case 685: bar = 0.77; break; case 686: bar = 0.77; break; case 687: bar = 0.76; break; case 688: bar = 0.76; break; case 689: bar = 0.76; break; case 690: bar = 0.76; break; case 691: bar = 0.75; break; case 692: bar = 0.75; break; case 693: bar = 0.75; break; case 694: bar = 0.75; break; case 695: bar = 0.75; break; case 696: bar = 0.74; break; case 697: bar = 0.74; break; case 698: bar = 0.74; break; case 699: bar = 0.74; break; case 700: bar = 0.74; break; case 701: bar = 0.73; break; case 702: bar = 0.73; break; case 703: bar = 0.73; break; case 704: bar = 0.73; break; case 705: bar = 0.72; break; case 706: bar = 0.72; break; case 707: bar = 0.72; break; case 708: bar = 0.72; break; case 709: bar = 0.72; break; case 710: bar = 0.71; break; case 711: bar = 0.71; break; case 712: bar = 0.71; break; case 713: bar = 0.71; break; case 714: bar = 0.71; break; case 715: bar = 0.7; break; case 716: bar = 0.7; break; case 717: bar = 0.7; break; case 718: bar = 0.7; break; case 719: bar = 0.7; break; case 720: bar = 0.69; break; case 721: bar = 0.69; break; case 722: bar = 0.69; break; case 723: bar = 0.69; break; case 724: bar = 0.69; break; case 725: bar = 0.68; break; case 726: bar = 0.68; break; case 727: bar = 0.68; break; case 728: bar = 0.68; break; case 729: bar = 0.68; break; case 730: bar = 0.67; break; case 731: bar = 0.67; break; case 732: bar = 0.67; break; case 733: bar = 0.67; break; case 734: bar = 0.67; break; case 735: bar = 0.67; break; case 736: bar = 0.66; break; case 737: bar = 0.66; break; case 738: bar = 0.66; break; case 739: bar = 0.66; break; case 740: bar = 0.66; break; case 741: bar = 0.65; break; case 742: bar = 0.65; break; case 743: bar = 0.65; break; case 744: bar = 0.65; break; case 745: bar = 0.65; break; case 746: bar = 0.64; break; case 747: bar = 0.64; break; case 748: bar = 0.64; break; case 749: bar = 0.64; break; case 750: bar = 0.64; break; case 751: bar = 0.64; break; case 752: bar = 0.63; break; case 753: bar = 0.63; break; case 754: bar = 0.63; break; case 755: bar = 0.63; break; case 756: bar = 0.63; break; case 757: bar = 0.62; break; case 758: bar = 0.62; break; case 759: bar = 0.62; break; case 760: bar = 0.62; break; case 761: bar = 0.62; break; case 762: bar = 0.61; break; case 763: bar = 0.61; break; case 764: bar = 0.61; break; case 765: bar = 0.61; break; case 766: bar = 0.61; break; case 767: bar = 0.61; break; case 768: bar = 0.6; break; case 769: bar = 0.6; break; case 770: bar = 0.6; break; case 771: bar = 0.6; break; case 772: bar = 0.6; break; case 773: bar = 0.6; break; case 774: bar = 0.59; break; case 775: bar = 0.59; break; case 776: bar = 0.59; break; case 777: bar = 0.59; break; case 778: bar = 0.59; break; case 779: bar = 0.59; break; case 780: bar = 0.58; break; case 781: bar = 0.58; break; case 782: bar = 0.58; break; case 783: bar = 0.58; break; case 784: bar = 0.58; break; case 785: bar = 0.57; break; case 786: bar = 0.57; break; case 787: bar = 0.57; break; case 788: bar = 0.57; break; case 789: bar = 0.57; break; case 790: bar = 0.57; break; case 791: bar = 0.56; break; case 792: bar = 0.56; break; case 793: bar = 0.56; break; case 794: bar = 0.56; break; case 795: bar = 0.56; break; case 796: bar = 0.56; break; case 797: bar = 0.55; break; case 798: bar = 0.55; break; case 799: bar = 0.55; break; case 800: bar = 0.55; break; case 801: bar = 0.55; break; case 802: bar = 0.55; break; case 803: bar = 0.54; break; case 804: bar = 0.54; break; case 805: bar = 0.54; break; case 806: bar = 0.54; break; case 807: bar = 0.54; break; case 808: bar = 0.54; break; case 809: bar = 0.53; break; case 810: bar = 0.53; break; case 811: bar = 0.53; break; case 812: bar = 0.53; break; case 813: bar = 0.53; break; case 814: bar = 0.53; break; case 815: bar = 0.53; break; case 816: bar = 0.52; break; case 817: bar = 0.52; break; case 818: bar = 0.52; break; case 819: bar = 0.52; break; case 820: bar = 0.52; break; case 821: bar = 0.52; break; case 822: bar = 0.51; break; case 823: bar = 0.51; break; case 824: bar = 0.51; break; case 825: bar = 0.51; break; case 826: bar = 0.51; break; case 827: bar = 0.51; break; case 828: bar = 0.5; break; case 829: bar = 0.5; break; case 830: bar = 0.5; break; case 831: bar = 0.5; break; case 832: bar = 0.5; break; case 833: bar = 0.5; break; case 834: bar = 0.5; break; case 835: bar = 0.49; break; case 836: bar = 0.49; break; case 837: bar = 0.49; break; case 838: bar = 0.49; break; case 839: bar = 0.49; break; case 840: bar = 0.49; break; case 841: bar = 0.48; break; case 842: bar = 0.48; break; case 843: bar = 0.48; break; case 844: bar = 0.48; break; case 845: bar = 0.48; break; case 846: bar = 0.48; break; case 847: bar = 0.48; break; case 848: bar = 0.47; break; case 849: bar = 0.47; break; case 850: bar = 0.47; break; case 851: bar = 0.47; break; case 852: bar = 0.47; break; case 853: bar = 0.47; break; case 854: bar = 0.47; break; case 855: bar = 0.46; break; case 856: bar = 0.46; break; case 857: bar = 0.46; break; case 858: bar = 0.46; break; case 859: bar = 0.46; break; case 860: bar = 0.46; break; case 861: bar = 0.46; break; case 862: bar = 0.45; break; case 863: bar = 0.45; break; case 864: bar = 0.45; break; case 865: bar = 0.45; break; case 866: bar = 0.45; break; case 867: bar = 0.45; break; case 868: bar = 0.45; break; case 869: bar = 0.44; break; case 870: bar = 0.44; break; case 871: bar = 0.44; break; case 872: bar = 0.44; break; case 873: bar = 0.44; break; case 874: bar = 0.44; break; case 875: bar = 0.44; break; case 876: bar = 0.43; break; case 877: bar = 0.43; break; case 878: bar = 0.43; break; case 879: bar = 0.43; break; case 880: bar = 0.43; break; case 881: bar = 0.43; break; case 882: bar = 0.43; break; case 883: bar = 0.42; break; case 884: bar = 0.42; break; case 885: bar = 0.42; break; case 886: bar = 0.42; break; case 887: bar = 0.42; break; case 888: bar = 0.42; break; case 889: bar = 0.42; break; case 890: bar = 0.41; break; case 891: bar = 0.41; break; case 892: bar = 0.41; break; case 893: bar = 0.41; break; case 894: bar = 0.41; break; case 895: bar = 0.41; break; case 896: bar = 0.41; break; case 897: bar = 0.41; break; case 898: bar = 0.4; break; case 899: bar = 0.4; break; case 900: bar = 0.4; break; case 901: bar = 0.4; break; case 902: bar = 0.4; break; case 903: bar = 0.4; break; case 904: bar = 0.4; break; case 905: bar = 0.39; break; case 906: bar = 0.39; break; case 907: bar = 0.39; break; case 908: bar = 0.39; break; case 909: bar = 0.39; break; case 910: bar = 0.39; break; case 911: bar = 0.39; break; case 912: bar = 0.39; break; case 913: bar = 0.38; break; case 914: bar = 0.38; break; case 915: bar = 0.38; break; case 916: bar = 0.38; break; case 917: bar = 0.38; break; case 918: bar = 0.38; break; case 919: bar = 0.38; break; case 920: bar = 0.38; break; case 921: bar = 0.37; break; case 922: bar = 0.37; break; case 923: bar = 0.37; break; case 924: bar = 0.37; break; case 925: bar = 0.37; break; case 926: bar = 0.37; break; case 927: bar = 0.37; break; case 928: bar = 0.37; break; case 929: bar = 0.36; break; case 930: bar = 0.36; break; case 931: bar = 0.36; break; case 932: bar = 0.36; break; case 933: bar = 0.36; break; case 934: bar = 0.36; break; case 935: bar = 0.36; break; case 936: bar = 0.36; break; case 937: bar = 0.35; break; case 938: bar = 0.35; break; case 939: bar = 0.35; break; case 940: bar = 0.35; break; case 941: bar = 0.35; break; case 942: bar = 0.35; break; case 943: bar = 0.35; break; case 944: bar = 0.35; break; case 945: bar = 0.34; break; case 946: bar = 0.34; break; case 947: bar = 0.34; break; case 948: bar = 0.34; break; case 949: bar = 0.34; break; case 950: bar = 0.34; break; case 951: bar = 0.34; break; case 952: bar = 0.34; break; case 953: bar = 0.33; break; case 954: bar = 0.33; break; case 955: bar = 0.33; break; case 956: bar = 0.33; break; case 957: bar = 0.33; break; case 958: bar = 0.33; break; case 959: bar = 0.33; break; case 960: bar = 0.33; break; case 961: bar = 0.32; break; case 962: bar = 0.32; break; case 963: bar = 0.32; break; case 964: bar = 0.32; break; case 965: bar = 0.32; break; case 966: bar = 0.32; break; case 967: bar = 0.32; break; case 968: bar = 0.32; break; case 969: bar = 0.32; break; case 970: bar = 0.31; break; case 971: bar = 0.31; break; case 972: bar = 0.31; break; case 973: bar = 0.31; break; case 974: bar = 0.31; break; case 975: bar = 0.31; break; case 976: bar = 0.31; break; case 977: bar = 0.31; break; case 978: bar = 0.3; break; case 979: bar = 0.3; break; case 980: bar = 0.3; break; case 981: bar = 0.3; break; case 982: bar = 0.3; break; case 983: bar = 0.3; break; case 984: bar = 0.3; break; case 985: bar = 0.3; break; case 986: bar = 0.3; break; case 987: bar = 0.29; break; case 988: bar = 0.29; break; case 989: bar = 0.29; break; case 990: bar = 0.29; break; case 991: bar = 0.29; break; case 992: bar = 0.29; break; case 993: bar = 0.29; break; case 994: bar = 0.29; break; case 995: bar = 0.29; break; case 996: bar = 0.28; break; case 997: bar = 0.28; break; case 998: bar = 0.28; break; case 999: bar = 0.28; break; case 1000: bar = 0.28; break; case 1001: bar = 0.28; break; case 1002: bar = 0.28; break; case 1003: bar = 0.28; break; case 1004: bar = 0.28; break; case 1005: bar = 0.27; break; case 1006: bar = 0.27; break; case 1007: bar = 0.27; break; case 1008: bar = 0.27; break; case 1009: bar = 0.27; break; case 1010: bar = 0.27; break; case 1011: bar = 0.27; break; case 1012: bar = 0.27; break; case 1013: bar = 0.27; break; case 1014: bar = 0.26; break; case 1015: bar = 0.26; break; case 1016: bar = 0.26; break; case 1017: bar = 0.26; break; case 1018: bar = 0.26; break; case 1019: bar = 0.26; break; case 1020: bar = 0.26; break; case 1021: bar = 0.26; break; case 1022: bar = 0.26; break; case 1023: bar = 0.26; break; case 1024: bar = 0.25; break;
case 127: bar = 6.04; break; | case 127: bar = 6.04; break; case 128: bar = 6; break; case 129: bar = 5.95; break; case 130: bar = 5.91; break; case 131: bar = 5.87; break; case 132: bar = 5.83; break; case 133: bar = 5.79; break; case 134: bar = 5.75; break; case 135: bar = 5.71; break; case 136: bar = 5.67; break; case 137: bar = 5.63; break; case 138: bar = 5.59; break; case 139: bar = 5.55; break; case 140: bar = 5.51; break; case 141: bar = 5.47; break; case 142: bar = 5.44; break; case 143: bar = 5.4; break; case 144: bar = 5.37; break; case 145: bar = 5.33; break; case 146: bar = 5.3; break; case 147: bar = 5.26; break; case 148: bar = 5.23; break; case 149: bar = 5.19; break; case 150: bar = 5.16; break; case 151: bar = 5.13; break; case 152: bar = 5.09; break; case 153: bar = 5.06; break; case 154: bar = 5.03; break; case 155: bar = 5; break; case 156: bar = 4.97; break; case 157: bar = 4.94; break; case 158: bar = 4.91; break; case 159: bar = 4.88; break; case 160: bar = 4.85; break; case 161: bar = 4.82; break; case 162: bar = 4.79; break; case 163: bar = 4.76; break; case 164: bar = 4.73; break; case 165: bar = 4.7; break; case 166: bar = 4.68; break; case 167: bar = 4.65; break; case 168: bar = 4.62; break; case 169: bar = 4.59; break; case 170: bar = 4.57; break; case 171: bar = 4.54; break; case 172: bar = 4.52; break; case 173: bar = 4.49; break; case 174: bar = 4.46; break; case 175: bar = 4.44; break; case 176: bar = 4.41; break; case 177: bar = 4.39; break; case 178: bar = 4.36; break; case 179: bar = 4.34; break; case 180: bar = 4.32; break; case 181: bar = 4.29; break; case 182: bar = 4.27; break; case 183: bar = 4.25; break; case 184: bar = 4.22; break; case 185: bar = 4.2; break; case 186: bar = 4.18; break; case 187: bar = 4.15; break; case 188: bar = 4.13; break; case 189: bar = 4.11; break; case 190: bar = 4.09; break; case 191: bar = 4.07; break; case 192: bar = 4.05; break; case 193: bar = 4.02; break; case 194: bar = 4; break; case 195: bar = 3.98; break; case 196: bar = 3.96; break; case 197: bar = 3.94; break; case 198: bar = 3.92; break; case 199: bar = 3.9; break; case 200: bar = 3.88; break; case 201: bar = 3.86; break; case 202: bar = 3.84; break; case 203: bar = 3.82; break; case 204: bar = 3.8; break; case 205: bar = 3.78; break; case 206: bar = 3.77; break; case 207: bar = 3.75; break; case 208: bar = 3.73; break; case 209: bar = 3.71; break; case 210: bar = 3.69; break; case 211: bar = 3.67; break; case 212: bar = 3.66; break; case 213: bar = 3.64; break; case 214: bar = 3.62; break; case 215: bar = 3.6; break; case 216: bar = 3.59; break; case 217: bar = 3.57; break; case 218: bar = 3.55; break; case 219: bar = 3.53; break; case 220: bar = 3.52; break; case 221: bar = 3.5; break; case 222: bar = 3.48; break; case 223: bar = 3.47; break; case 224: bar = 3.45; break; case 225: bar = 3.44; break; case 226: bar = 3.42; break; case 227: bar = 3.4; break; case 228: bar = 3.39; break; case 229: bar = 3.37; break; case 230: bar = 3.36; break; case 231: bar = 3.34; break; case 232: bar = 3.33; break; case 233: bar = 3.31; break; case 234: bar = 3.3; break; case 235: bar = 3.28; break; case 236: bar = 3.27; break; case 237: bar = 3.25; break; case 238: bar = 3.24; break; case 239: bar = 3.22; break; case 240: bar = 3.21; break; case 241: bar = 3.19; break; case 242: bar = 3.18; break; case 243: bar = 3.17; break; case 244: bar = 3.15; break; case 245: bar = 3.14; break; case 246: bar = 3.12; break; case 247: bar = 3.11; break; case 248: bar = 3.1; break; case 249: bar = 3.08; break; case 250: bar = 3.07; break; case 251: bar = 3.06; break; case 252: bar = 3.04; break; case 253: bar = 3.03; break; case 254: bar = 3.02; break; case 255: bar = 3.01; break; case 256: bar = 2.99; break; case 257: bar = 2.98; break; case 258: bar = 2.97; break; case 259: bar = 2.96; break; case 260: bar = 2.94; break; case 261: bar = 2.93; break; case 262: bar = 2.92; break; case 263: bar = 2.91; break; case 264: bar = 2.89; break; case 265: bar = 2.88; break; case 266: bar = 2.87; break; case 267: bar = 2.86; break; case 268: bar = 2.85; break; case 269: bar = 2.83; break; case 270: bar = 2.82; break; case 271: bar = 2.81; break; case 272: bar = 2.8; break; case 273: bar = 2.79; break; case 274: bar = 2.78; break; case 275: bar = 2.77; break; case 276: bar = 2.76; break; case 277: bar = 2.74; break; case 278: bar = 2.73; break; case 279: bar = 2.72; break; case 280: bar = 2.71; break; case 281: bar = 2.7; break; case 282: bar = 2.69; break; case 283: bar = 2.68; break; case 284: bar = 2.67; break; case 285: bar = 2.66; break; case 286: bar = 2.65; break; case 287: bar = 2.64; break; case 288: bar = 2.63; break; case 289: bar = 2.62; break; case 290: bar = 2.61; break; case 291: bar = 2.6; break; case 292: bar = 2.59; break; case 293: bar = 2.58; break; case 294: bar = 2.57; break; case 295: bar = 2.56; break; case 296: bar = 2.55; break; case 297: bar = 2.54; break; case 298: bar = 2.53; break; case 299: bar = 2.52; break; case 300: bar = 2.51; break; case 301: bar = 2.5; break; case 302: bar = 2.49; break; case 303: bar = 2.48; break; case 304: bar = 2.47; break; case 305: bar = 2.46; break; case 306: bar = 2.45; break; case 307: bar = 2.44; break; case 308: bar = 2.43; break; case 309: bar = 2.42; break; case 310: bar = 2.41; break; case 311: bar = 2.41; break; case 312: bar = 2.4; break; case 313: bar = 2.39; break; case 314: bar = 2.38; break; case 315: bar = 2.37; break; case 316: bar = 2.36; break; case 317: bar = 2.35; break; case 318: bar = 2.34; break; case 319: bar = 2.34; break; case 320: bar = 2.33; break; case 321: bar = 2.32; break; case 322: bar = 2.31; break; case 323: bar = 2.3; break; case 324: bar = 2.29; break; case 325: bar = 2.28; break; case 326: bar = 2.28; break; case 327: bar = 2.27; break; case 328: bar = 2.26; break; case 329: bar = 2.25; break; case 330: bar = 2.24; break; case 331: bar = 2.24; break; case 332: bar = 2.23; break; case 333: bar = 2.22; break; case 334: bar = 2.21; break; case 335: bar = 2.2; break; case 336: bar = 2.2; break; case 337: bar = 2.19; break; case 338: bar = 2.18; break; case 339: bar = 2.17; break; case 340: bar = 2.17; break; case 341: bar = 2.16; break; case 342: bar = 2.15; break; case 343: bar = 2.14; break; case 344: bar = 2.13; break; case 345: bar = 2.13; break; case 346: bar = 2.12; break; case 347: bar = 2.11; break; case 348: bar = 2.11; break; case 349: bar = 2.1; break; case 350: bar = 2.09; break; case 351: bar = 2.08; break; case 352: bar = 2.08; break; case 353: bar = 2.07; break; case 354: bar = 2.06; break; case 355: bar = 2.05; break; case 356: bar = 2.05; break; case 357: bar = 2.04; break; case 358: bar = 2.03; break; case 359: bar = 2.03; break; case 360: bar = 2.02; break; case 361: bar = 2.01; break; case 362: bar = 2.01; break; case 363: bar = 2; break; case 364: bar = 1.99; break; case 365: bar = 1.99; break; case 366: bar = 1.98; break; case 367: bar = 1.97; break; case 368: bar = 1.97; break; case 369: bar = 1.96; break; case 370: bar = 1.95; break; case 371: bar = 1.95; break; case 372: bar = 1.94; break; case 373: bar = 1.93; break; case 374: bar = 1.93; break; case 375: bar = 1.92; break; case 376: bar = 1.91; break; case 377: bar = 1.91; break; case 378: bar = 1.9; break; case 379: bar = 1.89; break; case 380: bar = 1.89; break; case 381: bar = 1.88; break; case 382: bar = 1.88; break; case 383: bar = 1.87; break; case 384: bar = 1.86; break; case 385: bar = 1.86; break; case 386: bar = 1.85; break; case 387: bar = 1.85; break; case 388: bar = 1.84; break; case 389: bar = 1.83; break; case 390: bar = 1.83; break; case 391: bar = 1.82; break; case 392: bar = 1.82; break; case 393: bar = 1.81; break; case 394: bar = 1.8; break; case 395: bar = 1.8; break; case 396: bar = 1.79; break; case 397: bar = 1.79; break; case 398: bar = 1.78; break; case 399: bar = 1.77; break; case 400: bar = 1.77; break; case 401: bar = 1.76; break; case 402: bar = 1.76; break; case 403: bar = 1.75; break; case 404: bar = 1.75; break; case 405: bar = 1.74; break; case 406: bar = 1.73; break; case 407: bar = 1.73; break; case 408: bar = 1.72; break; case 409: bar = 1.72; break; case 410: bar = 1.71; break; case 411: bar = 1.71; break; case 412: bar = 1.7; break; case 413: bar = 1.7; break; case 414: bar = 1.69; break; case 415: bar = 1.69; break; case 416: bar = 1.68; break; case 417: bar = 1.67; break; case 418: bar = 1.67; break; case 419: bar = 1.66; break; case 420: bar = 1.66; break; case 421: bar = 1.65; break; case 422: bar = 1.65; break; case 423: bar = 1.64; break; case 424: bar = 1.64; break; case 425: bar = 1.63; break; case 426: bar = 1.63; break; case 427: bar = 1.62; break; case 428: bar = 1.62; break; case 429: bar = 1.61; break; case 430: bar = 1.61; break; case 431: bar = 1.6; break; case 432: bar = 1.6; break; case 433: bar = 1.59; break; case 434: bar = 1.59; break; case 435: bar = 1.58; break; case 436: bar = 1.58; break; case 437: bar = 1.57; break; case 438: bar = 1.57; break; case 439: bar = 1.56; break; case 440: bar = 1.56; break; case 441: bar = 1.55; break; case 442: bar = 1.55; break; case 443: bar = 1.54; break; case 444: bar = 1.54; break; case 445: bar = 1.53; break; case 446: bar = 1.53; break; case 447: bar = 1.53; break; case 448: bar = 1.52; break; case 449: bar = 1.52; break; case 450: bar = 1.51; break; case 451: bar = 1.51; break; case 452: bar = 1.5; break; case 453: bar = 1.5; break; case 454: bar = 1.49; break; case 455: bar = 1.49; break; case 456: bar = 1.48; break; case 457: bar = 1.48; break; case 458: bar = 1.47; break; case 459: bar = 1.47; break; case 460: bar = 1.47; break; case 461: bar = 1.46; break; case 462: bar = 1.46; break; case 463: bar = 1.45; break; case 464: bar = 1.45; break; case 465: bar = 1.44; break; case 466: bar = 1.44; break; case 467: bar = 1.44; break; case 468: bar = 1.43; break; case 469: bar = 1.43; break; case 470: bar = 1.42; break; case 471: bar = 1.42; break; case 472: bar = 1.41; break; case 473: bar = 1.41; break; case 474: bar = 1.41; break; case 475: bar = 1.4; break; case 476: bar = 1.4; break; case 477: bar = 1.39; break; case 478: bar = 1.39; break; case 479: bar = 1.38; break; case 480: bar = 1.38; break; case 481: bar = 1.38; break; case 482: bar = 1.37; break; case 483: bar = 1.37; break; case 484: bar = 1.36; break; case 485: bar = 1.36; break; case 486: bar = 1.36; break; case 487: bar = 1.35; break; case 488: bar = 1.35; break; case 489: bar = 1.34; break; case 490: bar = 1.34; break; case 491: bar = 1.34; break; case 492: bar = 1.33; break; case 493: bar = 1.33; break; case 494: bar = 1.32; break; case 495: bar = 1.32; break; case 496: bar = 1.32; break; case 497: bar = 1.31; break; case 498: bar = 1.31; break; case 499: bar = 1.3; break; case 500: bar = 1.3; break; case 501: bar = 1.3; break; case 502: bar = 1.29; break; case 503: bar = 1.29; break; case 504: bar = 1.29; break; case 505: bar = 1.28; break; case 506: bar = 1.28; break; case 507: bar = 1.27; break; case 508: bar = 1.27; break; case 509: bar = 1.27; break; case 510: bar = 1.26; break; case 511: bar = 1.26; break; case 512: bar = 1.26; break; case 513: bar = 1.25; break; case 514: bar = 1.25; break; case 515: bar = 1.24; break; case 516: bar = 1.24; break; case 517: bar = 1.24; break; case 518: bar = 1.23; break; case 519: bar = 1.23; break; case 520: bar = 1.23; break; case 521: bar = 1.22; break; case 522: bar = 1.22; break; case 523: bar = 1.22; break; case 524: bar = 1.21; break; case 525: bar = 1.21; break; case 526: bar = 1.21; break; case 527: bar = 1.2; break; case 528: bar = 1.2; break; case 529: bar = 1.2; break; case 530: bar = 1.19; break; case 531: bar = 1.19; break; case 532: bar = 1.18; break; case 533: bar = 1.18; break; case 534: bar = 1.18; break; case 535: bar = 1.17; break; case 536: bar = 1.17; break; case 537: bar = 1.17; break; case 538: bar = 1.16; break; case 539: bar = 1.16; break; case 540: bar = 1.16; break; case 541: bar = 1.15; break; case 542: bar = 1.15; break; case 543: bar = 1.15; break; case 544: bar = 1.14; break; case 545: bar = 1.14; break; case 546: bar = 1.14; break; case 547: bar = 1.13; break; case 548: bar = 1.13; break; case 549: bar = 1.13; break; case 550: bar = 1.12; break; case 551: bar = 1.12; break; case 552: bar = 1.12; break; case 553: bar = 1.12; break; case 554: bar = 1.11; break; case 555: bar = 1.11; break; case 556: bar = 1.11; break; case 557: bar = 1.1; break; case 558: bar = 1.1; break; case 559: bar = 1.1; break; case 560: bar = 1.09; break; case 561: bar = 1.09; break; case 562: bar = 1.09; break; case 563: bar = 1.08; break; case 564: bar = 1.08; break; case 565: bar = 1.08; break; case 566: bar = 1.07; break; case 567: bar = 1.07; break; case 568: bar = 1.07; break; case 569: bar = 1.07; break; case 570: bar = 1.06; break; case 571: bar = 1.06; break; case 572: bar = 1.06; break; case 573: bar = 1.05; break; case 574: bar = 1.05; break; case 575: bar = 1.05; break; case 576: bar = 1.04; break; case 577: bar = 1.04; break; case 578: bar = 1.04; break; case 579: bar = 1.04; break; case 580: bar = 1.03; break; case 581: bar = 1.03; break; case 582: bar = 1.03; break; case 583: bar = 1.02; break; case 584: bar = 1.02; break; case 585: bar = 1.02; break; case 586: bar = 1.02; break; case 587: bar = 1.01; break; case 588: bar = 1.01; break; case 589: bar = 1.01; break; case 590: bar = 1; break; case 591: bar = 1; break; case 592: bar = 1; break; case 593: bar = 1; break; case 594: bar = 0.99; break; case 595: bar = 0.99; break; case 596: bar = 0.99; break; case 597: bar = 0.98; break; case 598: bar = 0.98; break; case 599: bar = 0.98; break; case 600: bar = 0.98; break; case 601: bar = 0.97; break; case 602: bar = 0.97; break; case 603: bar = 0.97; break; case 604: bar = 0.96; break; case 605: bar = 0.96; break; case 606: bar = 0.96; break; case 607: bar = 0.96; break; case 608: bar = 0.95; break; case 609: bar = 0.95; break; case 610: bar = 0.95; break; case 611: bar = 0.95; break; case 612: bar = 0.94; break; case 613: bar = 0.94; break; case 614: bar = 0.94; break; case 615: bar = 0.94; break; case 616: bar = 0.93; break; case 617: bar = 0.93; break; case 618: bar = 0.93; break; case 619: bar = 0.92; break; case 620: bar = 0.92; break; case 621: bar = 0.92; break; case 622: bar = 0.92; break; case 623: bar = 0.91; break; case 624: bar = 0.91; break; case 625: bar = 0.91; break; case 626: bar = 0.91; break; case 627: bar = 0.9; break; case 628: bar = 0.9; break; case 629: bar = 0.9; break; case 630: bar = 0.9; break; case 631: bar = 0.89; break; case 632: bar = 0.89; break; case 633: bar = 0.89; break; case 634: bar = 0.89; break; case 635: bar = 0.88; break; case 636: bar = 0.88; break; case 637: bar = 0.88; break; case 638: bar = 0.88; break; case 639: bar = 0.87; break; case 640: bar = 0.87; break; case 641: bar = 0.87; break; case 642: bar = 0.87; break; case 643: bar = 0.86; break; case 644: bar = 0.86; break; case 645: bar = 0.86; break; case 646: bar = 0.86; break; case 647: bar = 0.85; break; case 648: bar = 0.85; break; case 649: bar = 0.85; break; case 650: bar = 0.85; break; case 651: bar = 0.84; break; case 652: bar = 0.84; break; case 653: bar = 0.84; break; case 654: bar = 0.84; break; case 655: bar = 0.84; break; case 656: bar = 0.83; break; case 657: bar = 0.83; break; case 658: bar = 0.83; break; case 659: bar = 0.83; break; case 660: bar = 0.82; break; case 661: bar = 0.82; break; case 662: bar = 0.82; break; case 663: bar = 0.82; break; case 664: bar = 0.81; break; case 665: bar = 0.81; break; case 666: bar = 0.81; break; case 667: bar = 0.81; break; case 668: bar = 0.81; break; case 669: bar = 0.8; break; case 670: bar = 0.8; break; case 671: bar = 0.8; break; case 672: bar = 0.8; break; case 673: bar = 0.79; break; case 674: bar = 0.79; break; case 675: bar = 0.79; break; case 676: bar = 0.79; break; case 677: bar = 0.78; break; case 678: bar = 0.78; break; case 679: bar = 0.78; break; case 680: bar = 0.78; break; case 681: bar = 0.78; break; case 682: bar = 0.77; break; case 683: bar = 0.77; break; case 684: bar = 0.77; break; case 685: bar = 0.77; break; case 686: bar = 0.77; break; case 687: bar = 0.76; break; case 688: bar = 0.76; break; case 689: bar = 0.76; break; case 690: bar = 0.76; break; case 691: bar = 0.75; break; case 692: bar = 0.75; break; case 693: bar = 0.75; break; case 694: bar = 0.75; break; case 695: bar = 0.75; break; case 696: bar = 0.74; break; case 697: bar = 0.74; break; case 698: bar = 0.74; break; case 699: bar = 0.74; break; case 700: bar = 0.74; break; case 701: bar = 0.73; break; case 702: bar = 0.73; break; case 703: bar = 0.73; break; case 704: bar = 0.73; break; case 705: bar = 0.72; break; case 706: bar = 0.72; break; case 707: bar = 0.72; break; case 708: bar = 0.72; break; case 709: bar = 0.72; break; case 710: bar = 0.71; break; case 711: bar = 0.71; break; case 712: bar = 0.71; break; case 713: bar = 0.71; break; case 714: bar = 0.71; break; case 715: bar = 0.7; break; case 716: bar = 0.7; break; case 717: bar = 0.7; break; case 718: bar = 0.7; break; case 719: bar = 0.7; break; case 720: bar = 0.69; break; case 721: bar = 0.69; break; case 722: bar = 0.69; break; case 723: bar = 0.69; break; case 724: bar = 0.69; break; case 725: bar = 0.68; break; case 726: bar = 0.68; break; case 727: bar = 0.68; break; case 728: bar = 0.68; break; case 729: bar = 0.68; break; case 730: bar = 0.67; break; case 731: bar = 0.67; break; case 732: bar = 0.67; break; case 733: bar = 0.67; break; case 734: bar = 0.67; break; case 735: bar = 0.67; break; case 736: bar = 0.66; break; case 737: bar = 0.66; break; case 738: bar = 0.66; break; case 739: bar = 0.66; break; case 740: bar = 0.66; break; case 741: bar = 0.65; break; case 742: bar = 0.65; break; case 743: bar = 0.65; break; case 744: bar = 0.65; break; case 745: bar = 0.65; break; case 746: bar = 0.64; break; case 747: bar = 0.64; break; case 748: bar = 0.64; break; case 749: bar = 0.64; break; case 750: bar = 0.64; break; case 751: bar = 0.64; break; case 752: bar = 0.63; break; case 753: bar = 0.63; break; case 754: bar = 0.63; break; case 755: bar = 0.63; break; case 756: bar = 0.63; break; case 757: bar = 0.62; break; case 758: bar = 0.62; break; case 759: bar = 0.62; break; case 760: bar = 0.62; break; case 761: bar = 0.62; break; case 762: bar = 0.61; break; case 763: bar = 0.61; break; case 764: bar = 0.61; break; case 765: bar = 0.61; break; case 766: bar = 0.61; break; case 767: bar = 0.61; break; case 768: bar = 0.6; break; case 769: bar = 0.6; break; case 770: bar = 0.6; break; case 771: bar = 0.6; break; case 772: bar = 0.6; break; case 773: bar = 0.6; break; case 774: bar = 0.59; break; case 775: bar = 0.59; break; case 776: bar = 0.59; break; case 777: bar = 0.59; break; case 778: bar = 0.59; break; case 779: bar = 0.59; break; case 780: bar = 0.58; break; case 781: bar = 0.58; break; case 782: bar = 0.58; break; case 783: bar = 0.58; break; case 784: bar = 0.58; break; case 785: bar = 0.57; break; case 786: bar = 0.57; break; case 787: bar = 0.57; break; case 788: bar = 0.57; break; case 789: bar = 0.57; break; case 790: bar = 0.57; break; case 791: bar = 0.56; break; case 792: bar = 0.56; break; case 793: bar = 0.56; break; case 794: bar = 0.56; break; case 795: bar = 0.56; break; case 796: bar = 0.56; break; case 797: bar = 0.55; break; case 798: bar = 0.55; break; case 799: bar = 0.55; break; case 800: bar = 0.55; break; case 801: bar = 0.55; break; case 802: bar = 0.55; break; case 803: bar = 0.54; break; case 804: bar = 0.54; break; case 805: bar = 0.54; break; case 806: bar = 0.54; break; case 807: bar = 0.54; break; case 808: bar = 0.54; break; case 809: bar = 0.53; break; case 810: bar = 0.53; break; case 811: bar = 0.53; break; case 812: bar = 0.53; break; case 813: bar = 0.53; break; case 814: bar = 0.53; break; case 815: bar = 0.53; break; case 816: bar = 0.52; break; case 817: bar = 0.52; break; case 818: bar = 0.52; break; case 819: bar = 0.52; break; case 820: bar = 0.52; break; case 821: bar = 0.52; break; case 822: bar = 0.51; break; case 823: bar = 0.51; break; case 824: bar = 0.51; break; case 825: bar = 0.51; break; case 826: bar = 0.51; break; case 827: bar = 0.51; break; case 828: bar = 0.5; break; case 829: bar = 0.5; break; case 830: bar = 0.5; break; case 831: bar = 0.5; break; case 832: bar = 0.5; break; case 833: bar = 0.5; break; case 834: bar = 0.5; break; case 835: bar = 0.49; break; case 836: bar = 0.49; break; case 837: bar = 0.49; break; case 838: bar = 0.49; break; case 839: bar = 0.49; break; case 840: bar = 0.49; break; case 841: bar = 0.48; break; case 842: bar = 0.48; break; case 843: bar = 0.48; break; case 844: bar = 0.48; break; case 845: bar = 0.48; break; case 846: bar = 0.48; break; case 847: bar = 0.48; break; case 848: bar = 0.47; break; case 849: bar = 0.47; break; case 850: bar = 0.47; break; case 851: bar = 0.47; break; case 852: bar = 0.47; break; case 853: bar = 0.47; break; case 854: bar = 0.47; break; case 855: bar = 0.46; break; case 856: bar = 0.46; break; case 857: bar = 0.46; break; case 858: bar = 0.46; break; case 859: bar = 0.46; break; case 860: bar = 0.46; break; case 861: bar = 0.46; break; case 862: bar = 0.45; break; case 863: bar = 0.45; break; case 864: bar = 0.45; break; case 865: bar = 0.45; break; case 866: bar = 0.45; break; case 867: bar = 0.45; break; case 868: bar = 0.45; break; case 869: bar = 0.44; break; case 870: bar = 0.44; break; case 871: bar = 0.44; break; case 872: bar = 0.44; break; case 873: bar = 0.44; break; case 874: bar = 0.44; break; case 875: bar = 0.44; break; case 876: bar = 0.43; break; case 877: bar = 0.43; break; case 878: bar = 0.43; break; case 879: bar = 0.43; break; case 880: bar = 0.43; break; case 881: bar = 0.43; break; case 882: bar = 0.43; break; case 883: bar = 0.42; break; case 884: bar = 0.42; break; case 885: bar = 0.42; break; case 886: bar = 0.42; break; case 887: bar = 0.42; break; case 888: bar = 0.42; break; case 889: bar = 0.42; break; case 890: bar = 0.41; break; case 891: bar = 0.41; break; case 892: bar = 0.41; break; case 893: bar = 0.41; break; case 894: bar = 0.41; break; case 895: bar = 0.41; break; case 896: bar = 0.41; break; case 897: bar = 0.41; break; case 898: bar = 0.4; break; case 899: bar = 0.4; break; case 900: bar = 0.4; break; case 901: bar = 0.4; break; case 902: bar = 0.4; break; case 903: bar = 0.4; break; case 904: bar = 0.4; break; case 905: bar = 0.39; break; case 906: bar = 0.39; break; case 907: bar = 0.39; break; case 908: bar = 0.39; break; case 909: bar = 0.39; break; case 910: bar = 0.39; break; case 911: bar = 0.39; break; case 912: bar = 0.39; break; case 913: bar = 0.38; break; case 914: bar = 0.38; break; case 915: bar = 0.38; break; case 916: bar = 0.38; break; case 917: bar = 0.38; break; case 918: bar = 0.38; break; case 919: bar = 0.38; break; case 920: bar = 0.38; break; case 921: bar = 0.37; break; case 922: bar = 0.37; break; case 923: bar = 0.37; break; case 924: bar = 0.37; break; case 925: bar = 0.37; break; case 926: bar = 0.37; break; case 927: bar = 0.37; break; case 928: bar = 0.37; break; case 929: bar = 0.36; break; case 930: bar = 0.36; break; case 931: bar = 0.36; break; case 932: bar = 0.36; break; case 933: bar = 0.36; break; case 934: bar = 0.36; break; case 935: bar = 0.36; break; case 936: bar = 0.36; break; case 937: bar = 0.35; break; case 938: bar = 0.35; break; case 939: bar = 0.35; break; case 940: bar = 0.35; break; case 941: bar = 0.35; break; case 942: bar = 0.35; break; case 943: bar = 0.35; break; case 944: bar = 0.35; break; case 945: bar = 0.34; break; case 946: bar = 0.34; break; case 947: bar = 0.34; break; case 948: bar = 0.34; break; case 949: bar = 0.34; break; case 950: bar = 0.34; break; case 951: bar = 0.34; break; case 952: bar = 0.34; break; case 953: bar = 0.33; break; case 954: bar = 0.33; break; case 955: bar = 0.33; break; case 956: bar = 0.33; break; case 957: bar = 0.33; break; case 958: bar = 0.33; break; case 959: bar = 0.33; break; case 960: bar = 0.33; break; case 961: bar = 0.32; break; case 962: bar = 0.32; break; case 963: bar = 0.32; break; case 964: bar = 0.32; break; case 965: bar = 0.32; break; case 966: bar = 0.32; break; case 967: bar = 0.32; break; case 968: bar = 0.32; break; case 969: bar = 0.32; break; case 970: bar = 0.31; break; case 971: bar = 0.31; break; case 972: bar = 0.31; break; case 973: bar = 0.31; break; case 974: bar = 0.31; break; case 975: bar = 0.31; break; case 976: bar = 0.31; break; case 977: bar = 0.31; break; case 978: bar = 0.3; break; case 979: bar = 0.3; break; case 980: bar = 0.3; break; case 981: bar = 0.3; break; case 982: bar = 0.3; break; case 983: bar = 0.3; break; case 984: bar = 0.3; break; case 985: bar = 0.3; break; case 986: bar = 0.3; break; case 987: bar = 0.29; break; case 988: bar = 0.29; break; case 989: bar = 0.29; break; case 990: bar = 0.29; break; case 991: bar = 0.29; break; case 992: bar = 0.29; break; case 993: bar = 0.29; break; case 994: bar = 0.29; break; case 995: bar = 0.29; break; case 996: bar = 0.28; break; case 997: bar = 0.28; break; case 998: bar = 0.28; break; case 999: bar = 0.28; break; case 1000: bar = 0.28; break; case 1001: bar = 0.28; break; case 1002: bar = 0.28; break; case 1003: bar = 0.28; break; case 1004: bar = 0.28; break; case 1005: bar = 0.27; break; case 1006: bar = 0.27; break; case 1007: bar = 0.27; break; case 1008: bar = 0.27; break; case 1009: bar = 0.27; break; case 1010: bar = 0.27; break; case 1011: bar = 0.27; break; case 1012: bar = 0.27; break; case 1013: bar = 0.27; break; case 1014: bar = 0.26; break; case 1015: bar = 0.26; break; case 1016: bar = 0.26; break; case 1017: bar = 0.26; break; case 1018: bar = 0.26; break; case 1019: bar = 0.26; break; case 1020: bar = 0.26; break; case 1021: bar = 0.26; break; case 1022: bar = 0.26; break; case 1023: bar = 0.26; break; case 1024: bar = 0.25; break;
case 128: bar = 6; break; | case 128: bar = 6; break; case 129: bar = 5.95; break; case 130: bar = 5.91; break; case 131: bar = 5.87; break; case 132: bar = 5.83; break; case 133: bar = 5.79; break; case 134: bar = 5.75; break; case 135: bar = 5.71; break; case 136: bar = 5.67; break; case 137: bar = 5.63; break; case 138: bar = 5.59; break; case 139: bar = 5.55; break; case 140: bar = 5.51; break; case 141: bar = 5.47; break; case 142: bar = 5.44; break; case 143: bar = 5.4; break; case 144: bar = 5.37; break; case 145: bar = 5.33; break; case 146: bar = 5.3; break; case 147: bar = 5.26; break; case 148: bar = 5.23; break; case 149: bar = 5.19; break; case 150: bar = 5.16; break; case 151: bar = 5.13; break; case 152: bar = 5.09; break; case 153: bar = 5.06; break; case 154: bar = 5.03; break; case 155: bar = 5; break; case 156: bar = 4.97; break; case 157: bar = 4.94; break; case 158: bar = 4.91; break; case 159: bar = 4.88; break; case 160: bar = 4.85; break; case 161: bar = 4.82; break; case 162: bar = 4.79; break; case 163: bar = 4.76; break; case 164: bar = 4.73; break; case 165: bar = 4.7; break; case 166: bar = 4.68; break; case 167: bar = 4.65; break; case 168: bar = 4.62; break; case 169: bar = 4.59; break; case 170: bar = 4.57; break; case 171: bar = 4.54; break; case 172: bar = 4.52; break; case 173: bar = 4.49; break; case 174: bar = 4.46; break; case 175: bar = 4.44; break; case 176: bar = 4.41; break; case 177: bar = 4.39; break; case 178: bar = 4.36; break; case 179: bar = 4.34; break; case 180: bar = 4.32; break; case 181: bar = 4.29; break; case 182: bar = 4.27; break; case 183: bar = 4.25; break; case 184: bar = 4.22; break; case 185: bar = 4.2; break; case 186: bar = 4.18; break; case 187: bar = 4.15; break; case 188: bar = 4.13; break; case 189: bar = 4.11; break; case 190: bar = 4.09; break; case 191: bar = 4.07; break; case 192: bar = 4.05; break; case 193: bar = 4.02; break; case 194: bar = 4; break; case 195: bar = 3.98; break; case 196: bar = 3.96; break; case 197: bar = 3.94; break; case 198: bar = 3.92; break; case 199: bar = 3.9; break; case 200: bar = 3.88; break; case 201: bar = 3.86; break; case 202: bar = 3.84; break; case 203: bar = 3.82; break; case 204: bar = 3.8; break; case 205: bar = 3.78; break; case 206: bar = 3.77; break; case 207: bar = 3.75; break; case 208: bar = 3.73; break; case 209: bar = 3.71; break; case 210: bar = 3.69; break; case 211: bar = 3.67; break; case 212: bar = 3.66; break; case 213: bar = 3.64; break; case 214: bar = 3.62; break; case 215: bar = 3.6; break; case 216: bar = 3.59; break; case 217: bar = 3.57; break; case 218: bar = 3.55; break; case 219: bar = 3.53; break; case 220: bar = 3.52; break; case 221: bar = 3.5; break; case 222: bar = 3.48; break; case 223: bar = 3.47; break; case 224: bar = 3.45; break; case 225: bar = 3.44; break; case 226: bar = 3.42; break; case 227: bar = 3.4; break; case 228: bar = 3.39; break; case 229: bar = 3.37; break; case 230: bar = 3.36; break; case 231: bar = 3.34; break; case 232: bar = 3.33; break; case 233: bar = 3.31; break; case 234: bar = 3.3; break; case 235: bar = 3.28; break; case 236: bar = 3.27; break; case 237: bar = 3.25; break; case 238: bar = 3.24; break; case 239: bar = 3.22; break; case 240: bar = 3.21; break; case 241: bar = 3.19; break; case 242: bar = 3.18; break; case 243: bar = 3.17; break; case 244: bar = 3.15; break; case 245: bar = 3.14; break; case 246: bar = 3.12; break; case 247: bar = 3.11; break; case 248: bar = 3.1; break; case 249: bar = 3.08; break; case 250: bar = 3.07; break; case 251: bar = 3.06; break; case 252: bar = 3.04; break; case 253: bar = 3.03; break; case 254: bar = 3.02; break; case 255: bar = 3.01; break; case 256: bar = 2.99; break; case 257: bar = 2.98; break; case 258: bar = 2.97; break; case 259: bar = 2.96; break; case 260: bar = 2.94; break; case 261: bar = 2.93; break; case 262: bar = 2.92; break; case 263: bar = 2.91; break; case 264: bar = 2.89; break; case 265: bar = 2.88; break; case 266: bar = 2.87; break; case 267: bar = 2.86; break; case 268: bar = 2.85; break; case 269: bar = 2.83; break; case 270: bar = 2.82; break; case 271: bar = 2.81; break; case 272: bar = 2.8; break; case 273: bar = 2.79; break; case 274: bar = 2.78; break; case 275: bar = 2.77; break; case 276: bar = 2.76; break; case 277: bar = 2.74; break; case 278: bar = 2.73; break; case 279: bar = 2.72; break; case 280: bar = 2.71; break; case 281: bar = 2.7; break; case 282: bar = 2.69; break; case 283: bar = 2.68; break; case 284: bar = 2.67; break; case 285: bar = 2.66; break; case 286: bar = 2.65; break; case 287: bar = 2.64; break; case 288: bar = 2.63; break; case 289: bar = 2.62; break; case 290: bar = 2.61; break; case 291: bar = 2.6; break; case 292: bar = 2.59; break; case 293: bar = 2.58; break; case 294: bar = 2.57; break; case 295: bar = 2.56; break; case 296: bar = 2.55; break; case 297: bar = 2.54; break; case 298: bar = 2.53; break; case 299: bar = 2.52; break; case 300: bar = 2.51; break; case 301: bar = 2.5; break; case 302: bar = 2.49; break; case 303: bar = 2.48; break; case 304: bar = 2.47; break; case 305: bar = 2.46; break; case 306: bar = 2.45; break; case 307: bar = 2.44; break; case 308: bar = 2.43; break; case 309: bar = 2.42; break; case 310: bar = 2.41; break; case 311: bar = 2.41; break; case 312: bar = 2.4; break; case 313: bar = 2.39; break; case 314: bar = 2.38; break; case 315: bar = 2.37; break; case 316: bar = 2.36; break; case 317: bar = 2.35; break; case 318: bar = 2.34; break; case 319: bar = 2.34; break; case 320: bar = 2.33; break; case 321: bar = 2.32; break; case 322: bar = 2.31; break; case 323: bar = 2.3; break; case 324: bar = 2.29; break; case 325: bar = 2.28; break; case 326: bar = 2.28; break; case 327: bar = 2.27; break; case 328: bar = 2.26; break; case 329: bar = 2.25; break; case 330: bar = 2.24; break; case 331: bar = 2.24; break; case 332: bar = 2.23; break; case 333: bar = 2.22; break; case 334: bar = 2.21; break; case 335: bar = 2.2; break; case 336: bar = 2.2; break; case 337: bar = 2.19; break; case 338: bar = 2.18; break; case 339: bar = 2.17; break; case 340: bar = 2.17; break; case 341: bar = 2.16; break; case 342: bar = 2.15; break; case 343: bar = 2.14; break; case 344: bar = 2.13; break; case 345: bar = 2.13; break; case 346: bar = 2.12; break; case 347: bar = 2.11; break; case 348: bar = 2.11; break; case 349: bar = 2.1; break; case 350: bar = 2.09; break; case 351: bar = 2.08; break; case 352: bar = 2.08; break; case 353: bar = 2.07; break; case 354: bar = 2.06; break; case 355: bar = 2.05; break; case 356: bar = 2.05; break; case 357: bar = 2.04; break; case 358: bar = 2.03; break; case 359: bar = 2.03; break; case 360: bar = 2.02; break; case 361: bar = 2.01; break; case 362: bar = 2.01; break; case 363: bar = 2; break; case 364: bar = 1.99; break; case 365: bar = 1.99; break; case 366: bar = 1.98; break; case 367: bar = 1.97; break; case 368: bar = 1.97; break; case 369: bar = 1.96; break; case 370: bar = 1.95; break; case 371: bar = 1.95; break; case 372: bar = 1.94; break; case 373: bar = 1.93; break; case 374: bar = 1.93; break; case 375: bar = 1.92; break; case 376: bar = 1.91; break; case 377: bar = 1.91; break; case 378: bar = 1.9; break; case 379: bar = 1.89; break; case 380: bar = 1.89; break; case 381: bar = 1.88; break; case 382: bar = 1.88; break; case 383: bar = 1.87; break; case 384: bar = 1.86; break; case 385: bar = 1.86; break; case 386: bar = 1.85; break; case 387: bar = 1.85; break; case 388: bar = 1.84; break; case 389: bar = 1.83; break; case 390: bar = 1.83; break; case 391: bar = 1.82; break; case 392: bar = 1.82; break; case 393: bar = 1.81; break; case 394: bar = 1.8; break; case 395: bar = 1.8; break; case 396: bar = 1.79; break; case 397: bar = 1.79; break; case 398: bar = 1.78; break; case 399: bar = 1.77; break; case 400: bar = 1.77; break; case 401: bar = 1.76; break; case 402: bar = 1.76; break; case 403: bar = 1.75; break; case 404: bar = 1.75; break; case 405: bar = 1.74; break; case 406: bar = 1.73; break; case 407: bar = 1.73; break; case 408: bar = 1.72; break; case 409: bar = 1.72; break; case 410: bar = 1.71; break; case 411: bar = 1.71; break; case 412: bar = 1.7; break; case 413: bar = 1.7; break; case 414: bar = 1.69; break; case 415: bar = 1.69; break; case 416: bar = 1.68; break; case 417: bar = 1.67; break; case 418: bar = 1.67; break; case 419: bar = 1.66; break; case 420: bar = 1.66; break; case 421: bar = 1.65; break; case 422: bar = 1.65; break; case 423: bar = 1.64; break; case 424: bar = 1.64; break; case 425: bar = 1.63; break; case 426: bar = 1.63; break; case 427: bar = 1.62; break; case 428: bar = 1.62; break; case 429: bar = 1.61; break; case 430: bar = 1.61; break; case 431: bar = 1.6; break; case 432: bar = 1.6; break; case 433: bar = 1.59; break; case 434: bar = 1.59; break; case 435: bar = 1.58; break; case 436: bar = 1.58; break; case 437: bar = 1.57; break; case 438: bar = 1.57; break; case 439: bar = 1.56; break; case 440: bar = 1.56; break; case 441: bar = 1.55; break; case 442: bar = 1.55; break; case 443: bar = 1.54; break; case 444: bar = 1.54; break; case 445: bar = 1.53; break; case 446: bar = 1.53; break; case 447: bar = 1.53; break; case 448: bar = 1.52; break; case 449: bar = 1.52; break; case 450: bar = 1.51; break; case 451: bar = 1.51; break; case 452: bar = 1.5; break; case 453: bar = 1.5; break; case 454: bar = 1.49; break; case 455: bar = 1.49; break; case 456: bar = 1.48; break; case 457: bar = 1.48; break; case 458: bar = 1.47; break; case 459: bar = 1.47; break; case 460: bar = 1.47; break; case 461: bar = 1.46; break; case 462: bar = 1.46; break; case 463: bar = 1.45; break; case 464: bar = 1.45; break; case 465: bar = 1.44; break; case 466: bar = 1.44; break; case 467: bar = 1.44; break; case 468: bar = 1.43; break; case 469: bar = 1.43; break; case 470: bar = 1.42; break; case 471: bar = 1.42; break; case 472: bar = 1.41; break; case 473: bar = 1.41; break; case 474: bar = 1.41; break; case 475: bar = 1.4; break; case 476: bar = 1.4; break; case 477: bar = 1.39; break; case 478: bar = 1.39; break; case 479: bar = 1.38; break; case 480: bar = 1.38; break; case 481: bar = 1.38; break; case 482: bar = 1.37; break; case 483: bar = 1.37; break; case 484: bar = 1.36; break; case 485: bar = 1.36; break; case 486: bar = 1.36; break; case 487: bar = 1.35; break; case 488: bar = 1.35; break; case 489: bar = 1.34; break; case 490: bar = 1.34; break; case 491: bar = 1.34; break; case 492: bar = 1.33; break; case 493: bar = 1.33; break; case 494: bar = 1.32; break; case 495: bar = 1.32; break; case 496: bar = 1.32; break; case 497: bar = 1.31; break; case 498: bar = 1.31; break; case 499: bar = 1.3; break; case 500: bar = 1.3; break; case 501: bar = 1.3; break; case 502: bar = 1.29; break; case 503: bar = 1.29; break; case 504: bar = 1.29; break; case 505: bar = 1.28; break; case 506: bar = 1.28; break; case 507: bar = 1.27; break; case 508: bar = 1.27; break; case 509: bar = 1.27; break; case 510: bar = 1.26; break; case 511: bar = 1.26; break; case 512: bar = 1.26; break; case 513: bar = 1.25; break; case 514: bar = 1.25; break; case 515: bar = 1.24; break; case 516: bar = 1.24; break; case 517: bar = 1.24; break; case 518: bar = 1.23; break; case 519: bar = 1.23; break; case 520: bar = 1.23; break; case 521: bar = 1.22; break; case 522: bar = 1.22; break; case 523: bar = 1.22; break; case 524: bar = 1.21; break; case 525: bar = 1.21; break; case 526: bar = 1.21; break; case 527: bar = 1.2; break; case 528: bar = 1.2; break; case 529: bar = 1.2; break; case 530: bar = 1.19; break; case 531: bar = 1.19; break; case 532: bar = 1.18; break; case 533: bar = 1.18; break; case 534: bar = 1.18; break; case 535: bar = 1.17; break; case 536: bar = 1.17; break; case 537: bar = 1.17; break; case 538: bar = 1.16; break; case 539: bar = 1.16; break; case 540: bar = 1.16; break; case 541: bar = 1.15; break; case 542: bar = 1.15; break; case 543: bar = 1.15; break; case 544: bar = 1.14; break; case 545: bar = 1.14; break; case 546: bar = 1.14; break; case 547: bar = 1.13; break; case 548: bar = 1.13; break; case 549: bar = 1.13; break; case 550: bar = 1.12; break; case 551: bar = 1.12; break; case 552: bar = 1.12; break; case 553: bar = 1.12; break; case 554: bar = 1.11; break; case 555: bar = 1.11; break; case 556: bar = 1.11; break; case 557: bar = 1.1; break; case 558: bar = 1.1; break; case 559: bar = 1.1; break; case 560: bar = 1.09; break; case 561: bar = 1.09; break; case 562: bar = 1.09; break; case 563: bar = 1.08; break; case 564: bar = 1.08; break; case 565: bar = 1.08; break; case 566: bar = 1.07; break; case 567: bar = 1.07; break; case 568: bar = 1.07; break; case 569: bar = 1.07; break; case 570: bar = 1.06; break; case 571: bar = 1.06; break; case 572: bar = 1.06; break; case 573: bar = 1.05; break; case 574: bar = 1.05; break; case 575: bar = 1.05; break; case 576: bar = 1.04; break; case 577: bar = 1.04; break; case 578: bar = 1.04; break; case 579: bar = 1.04; break; case 580: bar = 1.03; break; case 581: bar = 1.03; break; case 582: bar = 1.03; break; case 583: bar = 1.02; break; case 584: bar = 1.02; break; case 585: bar = 1.02; break; case 586: bar = 1.02; break; case 587: bar = 1.01; break; case 588: bar = 1.01; break; case 589: bar = 1.01; break; case 590: bar = 1; break; case 591: bar = 1; break; case 592: bar = 1; break; case 593: bar = 1; break; case 594: bar = 0.99; break; case 595: bar = 0.99; break; case 596: bar = 0.99; break; case 597: bar = 0.98; break; case 598: bar = 0.98; break; case 599: bar = 0.98; break; case 600: bar = 0.98; break; case 601: bar = 0.97; break; case 602: bar = 0.97; break; case 603: bar = 0.97; break; case 604: bar = 0.96; break; case 605: bar = 0.96; break; case 606: bar = 0.96; break; case 607: bar = 0.96; break; case 608: bar = 0.95; break; case 609: bar = 0.95; break; case 610: bar = 0.95; break; case 611: bar = 0.95; break; case 612: bar = 0.94; break; case 613: bar = 0.94; break; case 614: bar = 0.94; break; case 615: bar = 0.94; break; case 616: bar = 0.93; break; case 617: bar = 0.93; break; case 618: bar = 0.93; break; case 619: bar = 0.92; break; case 620: bar = 0.92; break; case 621: bar = 0.92; break; case 622: bar = 0.92; break; case 623: bar = 0.91; break; case 624: bar = 0.91; break; case 625: bar = 0.91; break; case 626: bar = 0.91; break; case 627: bar = 0.9; break; case 628: bar = 0.9; break; case 629: bar = 0.9; break; case 630: bar = 0.9; break; case 631: bar = 0.89; break; case 632: bar = 0.89; break; case 633: bar = 0.89; break; case 634: bar = 0.89; break; case 635: bar = 0.88; break; case 636: bar = 0.88; break; case 637: bar = 0.88; break; case 638: bar = 0.88; break; case 639: bar = 0.87; break; case 640: bar = 0.87; break; case 641: bar = 0.87; break; case 642: bar = 0.87; break; case 643: bar = 0.86; break; case 644: bar = 0.86; break; case 645: bar = 0.86; break; case 646: bar = 0.86; break; case 647: bar = 0.85; break; case 648: bar = 0.85; break; case 649: bar = 0.85; break; case 650: bar = 0.85; break; case 651: bar = 0.84; break; case 652: bar = 0.84; break; case 653: bar = 0.84; break; case 654: bar = 0.84; break; case 655: bar = 0.84; break; case 656: bar = 0.83; break; case 657: bar = 0.83; break; case 658: bar = 0.83; break; case 659: bar = 0.83; break; case 660: bar = 0.82; break; case 661: bar = 0.82; break; case 662: bar = 0.82; break; case 663: bar = 0.82; break; case 664: bar = 0.81; break; case 665: bar = 0.81; break; case 666: bar = 0.81; break; case 667: bar = 0.81; break; case 668: bar = 0.81; break; case 669: bar = 0.8; break; case 670: bar = 0.8; break; case 671: bar = 0.8; break; case 672: bar = 0.8; break; case 673: bar = 0.79; break; case 674: bar = 0.79; break; case 675: bar = 0.79; break; case 676: bar = 0.79; break; case 677: bar = 0.78; break; case 678: bar = 0.78; break; case 679: bar = 0.78; break; case 680: bar = 0.78; break; case 681: bar = 0.78; break; case 682: bar = 0.77; break; case 683: bar = 0.77; break; case 684: bar = 0.77; break; case 685: bar = 0.77; break; case 686: bar = 0.77; break; case 687: bar = 0.76; break; case 688: bar = 0.76; break; case 689: bar = 0.76; break; case 690: bar = 0.76; break; case 691: bar = 0.75; break; case 692: bar = 0.75; break; case 693: bar = 0.75; break; case 694: bar = 0.75; break; case 695: bar = 0.75; break; case 696: bar = 0.74; break; case 697: bar = 0.74; break; case 698: bar = 0.74; break; case 699: bar = 0.74; break; case 700: bar = 0.74; break; case 701: bar = 0.73; break; case 702: bar = 0.73; break; case 703: bar = 0.73; break; case 704: bar = 0.73; break; case 705: bar = 0.72; break; case 706: bar = 0.72; break; case 707: bar = 0.72; break; case 708: bar = 0.72; break; case 709: bar = 0.72; break; case 710: bar = 0.71; break; case 711: bar = 0.71; break; case 712: bar = 0.71; break; case 713: bar = 0.71; break; case 714: bar = 0.71; break; case 715: bar = 0.7; break; case 716: bar = 0.7; break; case 717: bar = 0.7; break; case 718: bar = 0.7; break; case 719: bar = 0.7; break; case 720: bar = 0.69; break; case 721: bar = 0.69; break; case 722: bar = 0.69; break; case 723: bar = 0.69; break; case 724: bar = 0.69; break; case 725: bar = 0.68; break; case 726: bar = 0.68; break; case 727: bar = 0.68; break; case 728: bar = 0.68; break; case 729: bar = 0.68; break; case 730: bar = 0.67; break; case 731: bar = 0.67; break; case 732: bar = 0.67; break; case 733: bar = 0.67; break; case 734: bar = 0.67; break; case 735: bar = 0.67; break; case 736: bar = 0.66; break; case 737: bar = 0.66; break; case 738: bar = 0.66; break; case 739: bar = 0.66; break; case 740: bar = 0.66; break; case 741: bar = 0.65; break; case 742: bar = 0.65; break; case 743: bar = 0.65; break; case 744: bar = 0.65; break; case 745: bar = 0.65; break; case 746: bar = 0.64; break; case 747: bar = 0.64; break; case 748: bar = 0.64; break; case 749: bar = 0.64; break; case 750: bar = 0.64; break; case 751: bar = 0.64; break; case 752: bar = 0.63; break; case 753: bar = 0.63; break; case 754: bar = 0.63; break; case 755: bar = 0.63; break; case 756: bar = 0.63; break; case 757: bar = 0.62; break; case 758: bar = 0.62; break; case 759: bar = 0.62; break; case 760: bar = 0.62; break; case 761: bar = 0.62; break; case 762: bar = 0.61; break; case 763: bar = 0.61; break; case 764: bar = 0.61; break; case 765: bar = 0.61; break; case 766: bar = 0.61; break; case 767: bar = 0.61; break; case 768: bar = 0.6; break; case 769: bar = 0.6; break; case 770: bar = 0.6; break; case 771: bar = 0.6; break; case 772: bar = 0.6; break; case 773: bar = 0.6; break; case 774: bar = 0.59; break; case 775: bar = 0.59; break; case 776: bar = 0.59; break; case 777: bar = 0.59; break; case 778: bar = 0.59; break; case 779: bar = 0.59; break; case 780: bar = 0.58; break; case 781: bar = 0.58; break; case 782: bar = 0.58; break; case 783: bar = 0.58; break; case 784: bar = 0.58; break; case 785: bar = 0.57; break; case 786: bar = 0.57; break; case 787: bar = 0.57; break; case 788: bar = 0.57; break; case 789: bar = 0.57; break; case 790: bar = 0.57; break; case 791: bar = 0.56; break; case 792: bar = 0.56; break; case 793: bar = 0.56; break; case 794: bar = 0.56; break; case 795: bar = 0.56; break; case 796: bar = 0.56; break; case 797: bar = 0.55; break; case 798: bar = 0.55; break; case 799: bar = 0.55; break; case 800: bar = 0.55; break; case 801: bar = 0.55; break; case 802: bar = 0.55; break; case 803: bar = 0.54; break; case 804: bar = 0.54; break; case 805: bar = 0.54; break; case 806: bar = 0.54; break; case 807: bar = 0.54; break; case 808: bar = 0.54; break; case 809: bar = 0.53; break; case 810: bar = 0.53; break; case 811: bar = 0.53; break; case 812: bar = 0.53; break; case 813: bar = 0.53; break; case 814: bar = 0.53; break; case 815: bar = 0.53; break; case 816: bar = 0.52; break; case 817: bar = 0.52; break; case 818: bar = 0.52; break; case 819: bar = 0.52; break; case 820: bar = 0.52; break; case 821: bar = 0.52; break; case 822: bar = 0.51; break; case 823: bar = 0.51; break; case 824: bar = 0.51; break; case 825: bar = 0.51; break; case 826: bar = 0.51; break; case 827: bar = 0.51; break; case 828: bar = 0.5; break; case 829: bar = 0.5; break; case 830: bar = 0.5; break; case 831: bar = 0.5; break; case 832: bar = 0.5; break; case 833: bar = 0.5; break; case 834: bar = 0.5; break; case 835: bar = 0.49; break; case 836: bar = 0.49; break; case 837: bar = 0.49; break; case 838: bar = 0.49; break; case 839: bar = 0.49; break; case 840: bar = 0.49; break; case 841: bar = 0.48; break; case 842: bar = 0.48; break; case 843: bar = 0.48; break; case 844: bar = 0.48; break; case 845: bar = 0.48; break; case 846: bar = 0.48; break; case 847: bar = 0.48; break; case 848: bar = 0.47; break; case 849: bar = 0.47; break; case 850: bar = 0.47; break; case 851: bar = 0.47; break; case 852: bar = 0.47; break; case 853: bar = 0.47; break; case 854: bar = 0.47; break; case 855: bar = 0.46; break; case 856: bar = 0.46; break; case 857: bar = 0.46; break; case 858: bar = 0.46; break; case 859: bar = 0.46; break; case 860: bar = 0.46; break; case 861: bar = 0.46; break; case 862: bar = 0.45; break; case 863: bar = 0.45; break; case 864: bar = 0.45; break; case 865: bar = 0.45; break; case 866: bar = 0.45; break; case 867: bar = 0.45; break; case 868: bar = 0.45; break; case 869: bar = 0.44; break; case 870: bar = 0.44; break; case 871: bar = 0.44; break; case 872: bar = 0.44; break; case 873: bar = 0.44; break; case 874: bar = 0.44; break; case 875: bar = 0.44; break; case 876: bar = 0.43; break; case 877: bar = 0.43; break; case 878: bar = 0.43; break; case 879: bar = 0.43; break; case 880: bar = 0.43; break; case 881: bar = 0.43; break; case 882: bar = 0.43; break; case 883: bar = 0.42; break; case 884: bar = 0.42; break; case 885: bar = 0.42; break; case 886: bar = 0.42; break; case 887: bar = 0.42; break; case 888: bar = 0.42; break; case 889: bar = 0.42; break; case 890: bar = 0.41; break; case 891: bar = 0.41; break; case 892: bar = 0.41; break; case 893: bar = 0.41; break; case 894: bar = 0.41; break; case 895: bar = 0.41; break; case 896: bar = 0.41; break; case 897: bar = 0.41; break; case 898: bar = 0.4; break; case 899: bar = 0.4; break; case 900: bar = 0.4; break; case 901: bar = 0.4; break; case 902: bar = 0.4; break; case 903: bar = 0.4; break; case 904: bar = 0.4; break; case 905: bar = 0.39; break; case 906: bar = 0.39; break; case 907: bar = 0.39; break; case 908: bar = 0.39; break; case 909: bar = 0.39; break; case 910: bar = 0.39; break; case 911: bar = 0.39; break; case 912: bar = 0.39; break; case 913: bar = 0.38; break; case 914: bar = 0.38; break; case 915: bar = 0.38; break; case 916: bar = 0.38; break; case 917: bar = 0.38; break; case 918: bar = 0.38; break; case 919: bar = 0.38; break; case 920: bar = 0.38; break; case 921: bar = 0.37; break; case 922: bar = 0.37; break; case 923: bar = 0.37; break; case 924: bar = 0.37; break; case 925: bar = 0.37; break; case 926: bar = 0.37; break; case 927: bar = 0.37; break; case 928: bar = 0.37; break; case 929: bar = 0.36; break; case 930: bar = 0.36; break; case 931: bar = 0.36; break; case 932: bar = 0.36; break; case 933: bar = 0.36; break; case 934: bar = 0.36; break; case 935: bar = 0.36; break; case 936: bar = 0.36; break; case 937: bar = 0.35; break; case 938: bar = 0.35; break; case 939: bar = 0.35; break; case 940: bar = 0.35; break; case 941: bar = 0.35; break; case 942: bar = 0.35; break; case 943: bar = 0.35; break; case 944: bar = 0.35; break; case 945: bar = 0.34; break; case 946: bar = 0.34; break; case 947: bar = 0.34; break; case 948: bar = 0.34; break; case 949: bar = 0.34; break; case 950: bar = 0.34; break; case 951: bar = 0.34; break; case 952: bar = 0.34; break; case 953: bar = 0.33; break; case 954: bar = 0.33; break; case 955: bar = 0.33; break; case 956: bar = 0.33; break; case 957: bar = 0.33; break; case 958: bar = 0.33; break; case 959: bar = 0.33; break; case 960: bar = 0.33; break; case 961: bar = 0.32; break; case 962: bar = 0.32; break; case 963: bar = 0.32; break; case 964: bar = 0.32; break; case 965: bar = 0.32; break; case 966: bar = 0.32; break; case 967: bar = 0.32; break; case 968: bar = 0.32; break; case 969: bar = 0.32; break; case 970: bar = 0.31; break; case 971: bar = 0.31; break; case 972: bar = 0.31; break; case 973: bar = 0.31; break; case 974: bar = 0.31; break; case 975: bar = 0.31; break; case 976: bar = 0.31; break; case 977: bar = 0.31; break; case 978: bar = 0.3; break; case 979: bar = 0.3; break; case 980: bar = 0.3; break; case 981: bar = 0.3; break; case 982: bar = 0.3; break; case 983: bar = 0.3; break; case 984: bar = 0.3; break; case 985: bar = 0.3; break; case 986: bar = 0.3; break; case 987: bar = 0.29; break; case 988: bar = 0.29; break; case 989: bar = 0.29; break; case 990: bar = 0.29; break; case 991: bar = 0.29; break; case 992: bar = 0.29; break; case 993: bar = 0.29; break; case 994: bar = 0.29; break; case 995: bar = 0.29; break; case 996: bar = 0.28; break; case 997: bar = 0.28; break; case 998: bar = 0.28; break; case 999: bar = 0.28; break; case 1000: bar = 0.28; break; case 1001: bar = 0.28; break; case 1002: bar = 0.28; break; case 1003: bar = 0.28; break; case 1004: bar = 0.28; break; case 1005: bar = 0.27; break; case 1006: bar = 0.27; break; case 1007: bar = 0.27; break; case 1008: bar = 0.27; break; case 1009: bar = 0.27; break; case 1010: bar = 0.27; break; case 1011: bar = 0.27; break; case 1012: bar = 0.27; break; case 1013: bar = 0.27; break; case 1014: bar = 0.26; break; case 1015: bar = 0.26; break; case 1016: bar = 0.26; break; case 1017: bar = 0.26; break; case 1018: bar = 0.26; break; case 1019: bar = 0.26; break; case 1020: bar = 0.26; break; case 1021: bar = 0.26; break; case 1022: bar = 0.26; break; case 1023: bar = 0.26; break; case 1024: bar = 0.25; break;
case 129: bar = 5.95; break; | case 129: bar = 5.95; break; case 130: bar = 5.91; break; case 131: bar = 5.87; break; case 132: bar = 5.83; break; case 133: bar = 5.79; break; case 134: bar = 5.75; break; case 135: bar = 5.71; break; case 136: bar = 5.67; break; case 137: bar = 5.63; break; case 138: bar = 5.59; break; case 139: bar = 5.55; break; case 140: bar = 5.51; break; case 141: bar = 5.47; break; case 142: bar = 5.44; break; case 143: bar = 5.4; break; case 144: bar = 5.37; break; case 145: bar = 5.33; break; case 146: bar = 5.3; break; case 147: bar = 5.26; break; case 148: bar = 5.23; break; case 149: bar = 5.19; break; case 150: bar = 5.16; break; case 151: bar = 5.13; break; case 152: bar = 5.09; break; case 153: bar = 5.06; break; case 154: bar = 5.03; break; case 155: bar = 5; break; case 156: bar = 4.97; break; case 157: bar = 4.94; break; case 158: bar = 4.91; break; case 159: bar = 4.88; break; case 160: bar = 4.85; break; case 161: bar = 4.82; break; case 162: bar = 4.79; break; case 163: bar = 4.76; break; case 164: bar = 4.73; break; case 165: bar = 4.7; break; case 166: bar = 4.68; break; case 167: bar = 4.65; break; case 168: bar = 4.62; break; case 169: bar = 4.59; break; case 170: bar = 4.57; break; case 171: bar = 4.54; break; case 172: bar = 4.52; break; case 173: bar = 4.49; break; case 174: bar = 4.46; break; case 175: bar = 4.44; break; case 176: bar = 4.41; break; case 177: bar = 4.39; break; case 178: bar = 4.36; break; case 179: bar = 4.34; break; case 180: bar = 4.32; break; case 181: bar = 4.29; break; case 182: bar = 4.27; break; case 183: bar = 4.25; break; case 184: bar = 4.22; break; case 185: bar = 4.2; break; case 186: bar = 4.18; break; case 187: bar = 4.15; break; case 188: bar = 4.13; break; case 189: bar = 4.11; break; case 190: bar = 4.09; break; case 191: bar = 4.07; break; case 192: bar = 4.05; break; case 193: bar = 4.02; break; case 194: bar = 4; break; case 195: bar = 3.98; break; case 196: bar = 3.96; break; case 197: bar = 3.94; break; case 198: bar = 3.92; break; case 199: bar = 3.9; break; case 200: bar = 3.88; break; case 201: bar = 3.86; break; case 202: bar = 3.84; break; case 203: bar = 3.82; break; case 204: bar = 3.8; break; case 205: bar = 3.78; break; case 206: bar = 3.77; break; case 207: bar = 3.75; break; case 208: bar = 3.73; break; case 209: bar = 3.71; break; case 210: bar = 3.69; break; case 211: bar = 3.67; break; case 212: bar = 3.66; break; case 213: bar = 3.64; break; case 214: bar = 3.62; break; case 215: bar = 3.6; break; case 216: bar = 3.59; break; case 217: bar = 3.57; break; case 218: bar = 3.55; break; case 219: bar = 3.53; break; case 220: bar = 3.52; break; case 221: bar = 3.5; break; case 222: bar = 3.48; break; case 223: bar = 3.47; break; case 224: bar = 3.45; break; case 225: bar = 3.44; break; case 226: bar = 3.42; break; case 227: bar = 3.4; break; case 228: bar = 3.39; break; case 229: bar = 3.37; break; case 230: bar = 3.36; break; case 231: bar = 3.34; break; case 232: bar = 3.33; break; case 233: bar = 3.31; break; case 234: bar = 3.3; break; case 235: bar = 3.28; break; case 236: bar = 3.27; break; case 237: bar = 3.25; break; case 238: bar = 3.24; break; case 239: bar = 3.22; break; case 240: bar = 3.21; break; case 241: bar = 3.19; break; case 242: bar = 3.18; break; case 243: bar = 3.17; break; case 244: bar = 3.15; break; case 245: bar = 3.14; break; case 246: bar = 3.12; break; case 247: bar = 3.11; break; case 248: bar = 3.1; break; case 249: bar = 3.08; break; case 250: bar = 3.07; break; case 251: bar = 3.06; break; case 252: bar = 3.04; break; case 253: bar = 3.03; break; case 254: bar = 3.02; break; case 255: bar = 3.01; break; case 256: bar = 2.99; break; case 257: bar = 2.98; break; case 258: bar = 2.97; break; case 259: bar = 2.96; break; case 260: bar = 2.94; break; case 261: bar = 2.93; break; case 262: bar = 2.92; break; case 263: bar = 2.91; break; case 264: bar = 2.89; break; case 265: bar = 2.88; break; case 266: bar = 2.87; break; case 267: bar = 2.86; break; case 268: bar = 2.85; break; case 269: bar = 2.83; break; case 270: bar = 2.82; break; case 271: bar = 2.81; break; case 272: bar = 2.8; break; case 273: bar = 2.79; break; case 274: bar = 2.78; break; case 275: bar = 2.77; break; case 276: bar = 2.76; break; case 277: bar = 2.74; break; case 278: bar = 2.73; break; case 279: bar = 2.72; break; case 280: bar = 2.71; break; case 281: bar = 2.7; break; case 282: bar = 2.69; break; case 283: bar = 2.68; break; case 284: bar = 2.67; break; case 285: bar = 2.66; break; case 286: bar = 2.65; break; case 287: bar = 2.64; break; case 288: bar = 2.63; break; case 289: bar = 2.62; break; case 290: bar = 2.61; break; case 291: bar = 2.6; break; case 292: bar = 2.59; break; case 293: bar = 2.58; break; case 294: bar = 2.57; break; case 295: bar = 2.56; break; case 296: bar = 2.55; break; case 297: bar = 2.54; break; case 298: bar = 2.53; break; case 299: bar = 2.52; break; case 300: bar = 2.51; break; case 301: bar = 2.5; break; case 302: bar = 2.49; break; case 303: bar = 2.48; break; case 304: bar = 2.47; break; case 305: bar = 2.46; break; case 306: bar = 2.45; break; case 307: bar = 2.44; break; case 308: bar = 2.43; break; case 309: bar = 2.42; break; case 310: bar = 2.41; break; case 311: bar = 2.41; break; case 312: bar = 2.4; break; case 313: bar = 2.39; break; case 314: bar = 2.38; break; case 315: bar = 2.37; break; case 316: bar = 2.36; break; case 317: bar = 2.35; break; case 318: bar = 2.34; break; case 319: bar = 2.34; break; case 320: bar = 2.33; break; case 321: bar = 2.32; break; case 322: bar = 2.31; break; case 323: bar = 2.3; break; case 324: bar = 2.29; break; case 325: bar = 2.28; break; case 326: bar = 2.28; break; case 327: bar = 2.27; break; case 328: bar = 2.26; break; case 329: bar = 2.25; break; case 330: bar = 2.24; break; case 331: bar = 2.24; break; case 332: bar = 2.23; break; case 333: bar = 2.22; break; case 334: bar = 2.21; break; case 335: bar = 2.2; break; case 336: bar = 2.2; break; case 337: bar = 2.19; break; case 338: bar = 2.18; break; case 339: bar = 2.17; break; case 340: bar = 2.17; break; case 341: bar = 2.16; break; case 342: bar = 2.15; break; case 343: bar = 2.14; break; case 344: bar = 2.13; break; case 345: bar = 2.13; break; case 346: bar = 2.12; break; case 347: bar = 2.11; break; case 348: bar = 2.11; break; case 349: bar = 2.1; break; case 350: bar = 2.09; break; case 351: bar = 2.08; break; case 352: bar = 2.08; break; case 353: bar = 2.07; break; case 354: bar = 2.06; break; case 355: bar = 2.05; break; case 356: bar = 2.05; break; case 357: bar = 2.04; break; case 358: bar = 2.03; break; case 359: bar = 2.03; break; case 360: bar = 2.02; break; case 361: bar = 2.01; break; case 362: bar = 2.01; break; case 363: bar = 2; break; case 364: bar = 1.99; break; case 365: bar = 1.99; break; case 366: bar = 1.98; break; case 367: bar = 1.97; break; case 368: bar = 1.97; break; case 369: bar = 1.96; break; case 370: bar = 1.95; break; case 371: bar = 1.95; break; case 372: bar = 1.94; break; case 373: bar = 1.93; break; case 374: bar = 1.93; break; case 375: bar = 1.92; break; case 376: bar = 1.91; break; case 377: bar = 1.91; break; case 378: bar = 1.9; break; case 379: bar = 1.89; break; case 380: bar = 1.89; break; case 381: bar = 1.88; break; case 382: bar = 1.88; break; case 383: bar = 1.87; break; case 384: bar = 1.86; break; case 385: bar = 1.86; break; case 386: bar = 1.85; break; case 387: bar = 1.85; break; case 388: bar = 1.84; break; case 389: bar = 1.83; break; case 390: bar = 1.83; break; case 391: bar = 1.82; break; case 392: bar = 1.82; break; case 393: bar = 1.81; break; case 394: bar = 1.8; break; case 395: bar = 1.8; break; case 396: bar = 1.79; break; case 397: bar = 1.79; break; case 398: bar = 1.78; break; case 399: bar = 1.77; break; case 400: bar = 1.77; break; case 401: bar = 1.76; break; case 402: bar = 1.76; break; case 403: bar = 1.75; break; case 404: bar = 1.75; break; case 405: bar = 1.74; break; case 406: bar = 1.73; break; case 407: bar = 1.73; break; case 408: bar = 1.72; break; case 409: bar = 1.72; break; case 410: bar = 1.71; break; case 411: bar = 1.71; break; case 412: bar = 1.7; break; case 413: bar = 1.7; break; case 414: bar = 1.69; break; case 415: bar = 1.69; break; case 416: bar = 1.68; break; case 417: bar = 1.67; break; case 418: bar = 1.67; break; case 419: bar = 1.66; break; case 420: bar = 1.66; break; case 421: bar = 1.65; break; case 422: bar = 1.65; break; case 423: bar = 1.64; break; case 424: bar = 1.64; break; case 425: bar = 1.63; break; case 426: bar = 1.63; break; case 427: bar = 1.62; break; case 428: bar = 1.62; break; case 429: bar = 1.61; break; case 430: bar = 1.61; break; case 431: bar = 1.6; break; case 432: bar = 1.6; break; case 433: bar = 1.59; break; case 434: bar = 1.59; break; case 435: bar = 1.58; break; case 436: bar = 1.58; break; case 437: bar = 1.57; break; case 438: bar = 1.57; break; case 439: bar = 1.56; break; case 440: bar = 1.56; break; case 441: bar = 1.55; break; case 442: bar = 1.55; break; case 443: bar = 1.54; break; case 444: bar = 1.54; break; case 445: bar = 1.53; break; case 446: bar = 1.53; break; case 447: bar = 1.53; break; case 448: bar = 1.52; break; case 449: bar = 1.52; break; case 450: bar = 1.51; break; case 451: bar = 1.51; break; case 452: bar = 1.5; break; case 453: bar = 1.5; break; case 454: bar = 1.49; break; case 455: bar = 1.49; break; case 456: bar = 1.48; break; case 457: bar = 1.48; break; case 458: bar = 1.47; break; case 459: bar = 1.47; break; case 460: bar = 1.47; break; case 461: bar = 1.46; break; case 462: bar = 1.46; break; case 463: bar = 1.45; break; case 464: bar = 1.45; break; case 465: bar = 1.44; break; case 466: bar = 1.44; break; case 467: bar = 1.44; break; case 468: bar = 1.43; break; case 469: bar = 1.43; break; case 470: bar = 1.42; break; case 471: bar = 1.42; break; case 472: bar = 1.41; break; case 473: bar = 1.41; break; case 474: bar = 1.41; break; case 475: bar = 1.4; break; case 476: bar = 1.4; break; case 477: bar = 1.39; break; case 478: bar = 1.39; break; case 479: bar = 1.38; break; case 480: bar = 1.38; break; case 481: bar = 1.38; break; case 482: bar = 1.37; break; case 483: bar = 1.37; break; case 484: bar = 1.36; break; case 485: bar = 1.36; break; case 486: bar = 1.36; break; case 487: bar = 1.35; break; case 488: bar = 1.35; break; case 489: bar = 1.34; break; case 490: bar = 1.34; break; case 491: bar = 1.34; break; case 492: bar = 1.33; break; case 493: bar = 1.33; break; case 494: bar = 1.32; break; case 495: bar = 1.32; break; case 496: bar = 1.32; break; case 497: bar = 1.31; break; case 498: bar = 1.31; break; case 499: bar = 1.3; break; case 500: bar = 1.3; break; case 501: bar = 1.3; break; case 502: bar = 1.29; break; case 503: bar = 1.29; break; case 504: bar = 1.29; break; case 505: bar = 1.28; break; case 506: bar = 1.28; break; case 507: bar = 1.27; break; case 508: bar = 1.27; break; case 509: bar = 1.27; break; case 510: bar = 1.26; break; case 511: bar = 1.26; break; case 512: bar = 1.26; break; case 513: bar = 1.25; break; case 514: bar = 1.25; break; case 515: bar = 1.24; break; case 516: bar = 1.24; break; case 517: bar = 1.24; break; case 518: bar = 1.23; break; case 519: bar = 1.23; break; case 520: bar = 1.23; break; case 521: bar = 1.22; break; case 522: bar = 1.22; break; case 523: bar = 1.22; break; case 524: bar = 1.21; break; case 525: bar = 1.21; break; case 526: bar = 1.21; break; case 527: bar = 1.2; break; case 528: bar = 1.2; break; case 529: bar = 1.2; break; case 530: bar = 1.19; break; case 531: bar = 1.19; break; case 532: bar = 1.18; break; case 533: bar = 1.18; break; case 534: bar = 1.18; break; case 535: bar = 1.17; break; case 536: bar = 1.17; break; case 537: bar = 1.17; break; case 538: bar = 1.16; break; case 539: bar = 1.16; break; case 540: bar = 1.16; break; case 541: bar = 1.15; break; case 542: bar = 1.15; break; case 543: bar = 1.15; break; case 544: bar = 1.14; break; case 545: bar = 1.14; break; case 546: bar = 1.14; break; case 547: bar = 1.13; break; case 548: bar = 1.13; break; case 549: bar = 1.13; break; case 550: bar = 1.12; break; case 551: bar = 1.12; break; case 552: bar = 1.12; break; case 553: bar = 1.12; break; case 554: bar = 1.11; break; case 555: bar = 1.11; break; case 556: bar = 1.11; break; case 557: bar = 1.1; break; case 558: bar = 1.1; break; case 559: bar = 1.1; break; case 560: bar = 1.09; break; case 561: bar = 1.09; break; case 562: bar = 1.09; break; case 563: bar = 1.08; break; case 564: bar = 1.08; break; case 565: bar = 1.08; break; case 566: bar = 1.07; break; case 567: bar = 1.07; break; case 568: bar = 1.07; break; case 569: bar = 1.07; break; case 570: bar = 1.06; break; case 571: bar = 1.06; break; case 572: bar = 1.06; break; case 573: bar = 1.05; break; case 574: bar = 1.05; break; case 575: bar = 1.05; break; case 576: bar = 1.04; break; case 577: bar = 1.04; break; case 578: bar = 1.04; break; case 579: bar = 1.04; break; case 580: bar = 1.03; break; case 581: bar = 1.03; break; case 582: bar = 1.03; break; case 583: bar = 1.02; break; case 584: bar = 1.02; break; case 585: bar = 1.02; break; case 586: bar = 1.02; break; case 587: bar = 1.01; break; case 588: bar = 1.01; break; case 589: bar = 1.01; break; case 590: bar = 1; break; case 591: bar = 1; break; case 592: bar = 1; break; case 593: bar = 1; break; case 594: bar = 0.99; break; case 595: bar = 0.99; break; case 596: bar = 0.99; break; case 597: bar = 0.98; break; case 598: bar = 0.98; break; case 599: bar = 0.98; break; case 600: bar = 0.98; break; case 601: bar = 0.97; break; case 602: bar = 0.97; break; case 603: bar = 0.97; break; case 604: bar = 0.96; break; case 605: bar = 0.96; break; case 606: bar = 0.96; break; case 607: bar = 0.96; break; case 608: bar = 0.95; break; case 609: bar = 0.95; break; case 610: bar = 0.95; break; case 611: bar = 0.95; break; case 612: bar = 0.94; break; case 613: bar = 0.94; break; case 614: bar = 0.94; break; case 615: bar = 0.94; break; case 616: bar = 0.93; break; case 617: bar = 0.93; break; case 618: bar = 0.93; break; case 619: bar = 0.92; break; case 620: bar = 0.92; break; case 621: bar = 0.92; break; case 622: bar = 0.92; break; case 623: bar = 0.91; break; case 624: bar = 0.91; break; case 625: bar = 0.91; break; case 626: bar = 0.91; break; case 627: bar = 0.9; break; case 628: bar = 0.9; break; case 629: bar = 0.9; break; case 630: bar = 0.9; break; case 631: bar = 0.89; break; case 632: bar = 0.89; break; case 633: bar = 0.89; break; case 634: bar = 0.89; break; case 635: bar = 0.88; break; case 636: bar = 0.88; break; case 637: bar = 0.88; break; case 638: bar = 0.88; break; case 639: bar = 0.87; break; case 640: bar = 0.87; break; case 641: bar = 0.87; break; case 642: bar = 0.87; break; case 643: bar = 0.86; break; case 644: bar = 0.86; break; case 645: bar = 0.86; break; case 646: bar = 0.86; break; case 647: bar = 0.85; break; case 648: bar = 0.85; break; case 649: bar = 0.85; break; case 650: bar = 0.85; break; case 651: bar = 0.84; break; case 652: bar = 0.84; break; case 653: bar = 0.84; break; case 654: bar = 0.84; break; case 655: bar = 0.84; break; case 656: bar = 0.83; break; case 657: bar = 0.83; break; case 658: bar = 0.83; break; case 659: bar = 0.83; break; case 660: bar = 0.82; break; case 661: bar = 0.82; break; case 662: bar = 0.82; break; case 663: bar = 0.82; break; case 664: bar = 0.81; break; case 665: bar = 0.81; break; case 666: bar = 0.81; break; case 667: bar = 0.81; break; case 668: bar = 0.81; break; case 669: bar = 0.8; break; case 670: bar = 0.8; break; case 671: bar = 0.8; break; case 672: bar = 0.8; break; case 673: bar = 0.79; break; case 674: bar = 0.79; break; case 675: bar = 0.79; break; case 676: bar = 0.79; break; case 677: bar = 0.78; break; case 678: bar = 0.78; break; case 679: bar = 0.78; break; case 680: bar = 0.78; break; case 681: bar = 0.78; break; case 682: bar = 0.77; break; case 683: bar = 0.77; break; case 684: bar = 0.77; break; case 685: bar = 0.77; break; case 686: bar = 0.77; break; case 687: bar = 0.76; break; case 688: bar = 0.76; break; case 689: bar = 0.76; break; case 690: bar = 0.76; break; case 691: bar = 0.75; break; case 692: bar = 0.75; break; case 693: bar = 0.75; break; case 694: bar = 0.75; break; case 695: bar = 0.75; break; case 696: bar = 0.74; break; case 697: bar = 0.74; break; case 698: bar = 0.74; break; case 699: bar = 0.74; break; case 700: bar = 0.74; break; case 701: bar = 0.73; break; case 702: bar = 0.73; break; case 703: bar = 0.73; break; case 704: bar = 0.73; break; case 705: bar = 0.72; break; case 706: bar = 0.72; break; case 707: bar = 0.72; break; case 708: bar = 0.72; break; case 709: bar = 0.72; break; case 710: bar = 0.71; break; case 711: bar = 0.71; break; case 712: bar = 0.71; break; case 713: bar = 0.71; break; case 714: bar = 0.71; break; case 715: bar = 0.7; break; case 716: bar = 0.7; break; case 717: bar = 0.7; break; case 718: bar = 0.7; break; case 719: bar = 0.7; break; case 720: bar = 0.69; break; case 721: bar = 0.69; break; case 722: bar = 0.69; break; case 723: bar = 0.69; break; case 724: bar = 0.69; break; case 725: bar = 0.68; break; case 726: bar = 0.68; break; case 727: bar = 0.68; break; case 728: bar = 0.68; break; case 729: bar = 0.68; break; case 730: bar = 0.67; break; case 731: bar = 0.67; break; case 732: bar = 0.67; break; case 733: bar = 0.67; break; case 734: bar = 0.67; break; case 735: bar = 0.67; break; case 736: bar = 0.66; break; case 737: bar = 0.66; break; case 738: bar = 0.66; break; case 739: bar = 0.66; break; case 740: bar = 0.66; break; case 741: bar = 0.65; break; case 742: bar = 0.65; break; case 743: bar = 0.65; break; case 744: bar = 0.65; break; case 745: bar = 0.65; break; case 746: bar = 0.64; break; case 747: bar = 0.64; break; case 748: bar = 0.64; break; case 749: bar = 0.64; break; case 750: bar = 0.64; break; case 751: bar = 0.64; break; case 752: bar = 0.63; break; case 753: bar = 0.63; break; case 754: bar = 0.63; break; case 755: bar = 0.63; break; case 756: bar = 0.63; break; case 757: bar = 0.62; break; case 758: bar = 0.62; break; case 759: bar = 0.62; break; case 760: bar = 0.62; break; case 761: bar = 0.62; break; case 762: bar = 0.61; break; case 763: bar = 0.61; break; case 764: bar = 0.61; break; case 765: bar = 0.61; break; case 766: bar = 0.61; break; case 767: bar = 0.61; break; case 768: bar = 0.6; break; case 769: bar = 0.6; break; case 770: bar = 0.6; break; case 771: bar = 0.6; break; case 772: bar = 0.6; break; case 773: bar = 0.6; break; case 774: bar = 0.59; break; case 775: bar = 0.59; break; case 776: bar = 0.59; break; case 777: bar = 0.59; break; case 778: bar = 0.59; break; case 779: bar = 0.59; break; case 780: bar = 0.58; break; case 781: bar = 0.58; break; case 782: bar = 0.58; break; case 783: bar = 0.58; break; case 784: bar = 0.58; break; case 785: bar = 0.57; break; case 786: bar = 0.57; break; case 787: bar = 0.57; break; case 788: bar = 0.57; break; case 789: bar = 0.57; break; case 790: bar = 0.57; break; case 791: bar = 0.56; break; case 792: bar = 0.56; break; case 793: bar = 0.56; break; case 794: bar = 0.56; break; case 795: bar = 0.56; break; case 796: bar = 0.56; break; case 797: bar = 0.55; break; case 798: bar = 0.55; break; case 799: bar = 0.55; break; case 800: bar = 0.55; break; case 801: bar = 0.55; break; case 802: bar = 0.55; break; case 803: bar = 0.54; break; case 804: bar = 0.54; break; case 805: bar = 0.54; break; case 806: bar = 0.54; break; case 807: bar = 0.54; break; case 808: bar = 0.54; break; case 809: bar = 0.53; break; case 810: bar = 0.53; break; case 811: bar = 0.53; break; case 812: bar = 0.53; break; case 813: bar = 0.53; break; case 814: bar = 0.53; break; case 815: bar = 0.53; break; case 816: bar = 0.52; break; case 817: bar = 0.52; break; case 818: bar = 0.52; break; case 819: bar = 0.52; break; case 820: bar = 0.52; break; case 821: bar = 0.52; break; case 822: bar = 0.51; break; case 823: bar = 0.51; break; case 824: bar = 0.51; break; case 825: bar = 0.51; break; case 826: bar = 0.51; break; case 827: bar = 0.51; break; case 828: bar = 0.5; break; case 829: bar = 0.5; break; case 830: bar = 0.5; break; case 831: bar = 0.5; break; case 832: bar = 0.5; break; case 833: bar = 0.5; break; case 834: bar = 0.5; break; case 835: bar = 0.49; break; case 836: bar = 0.49; break; case 837: bar = 0.49; break; case 838: bar = 0.49; break; case 839: bar = 0.49; break; case 840: bar = 0.49; break; case 841: bar = 0.48; break; case 842: bar = 0.48; break; case 843: bar = 0.48; break; case 844: bar = 0.48; break; case 845: bar = 0.48; break; case 846: bar = 0.48; break; case 847: bar = 0.48; break; case 848: bar = 0.47; break; case 849: bar = 0.47; break; case 850: bar = 0.47; break; case 851: bar = 0.47; break; case 852: bar = 0.47; break; case 853: bar = 0.47; break; case 854: bar = 0.47; break; case 855: bar = 0.46; break; case 856: bar = 0.46; break; case 857: bar = 0.46; break; case 858: bar = 0.46; break; case 859: bar = 0.46; break; case 860: bar = 0.46; break; case 861: bar = 0.46; break; case 862: bar = 0.45; break; case 863: bar = 0.45; break; case 864: bar = 0.45; break; case 865: bar = 0.45; break; case 866: bar = 0.45; break; case 867: bar = 0.45; break; case 868: bar = 0.45; break; case 869: bar = 0.44; break; case 870: bar = 0.44; break; case 871: bar = 0.44; break; case 872: bar = 0.44; break; case 873: bar = 0.44; break; case 874: bar = 0.44; break; case 875: bar = 0.44; break; case 876: bar = 0.43; break; case 877: bar = 0.43; break; case 878: bar = 0.43; break; case 879: bar = 0.43; break; case 880: bar = 0.43; break; case 881: bar = 0.43; break; case 882: bar = 0.43; break; case 883: bar = 0.42; break; case 884: bar = 0.42; break; case 885: bar = 0.42; break; case 886: bar = 0.42; break; case 887: bar = 0.42; break; case 888: bar = 0.42; break; case 889: bar = 0.42; break; case 890: bar = 0.41; break; case 891: bar = 0.41; break; case 892: bar = 0.41; break; case 893: bar = 0.41; break; case 894: bar = 0.41; break; case 895: bar = 0.41; break; case 896: bar = 0.41; break; case 897: bar = 0.41; break; case 898: bar = 0.4; break; case 899: bar = 0.4; break; case 900: bar = 0.4; break; case 901: bar = 0.4; break; case 902: bar = 0.4; break; case 903: bar = 0.4; break; case 904: bar = 0.4; break; case 905: bar = 0.39; break; case 906: bar = 0.39; break; case 907: bar = 0.39; break; case 908: bar = 0.39; break; case 909: bar = 0.39; break; case 910: bar = 0.39; break; case 911: bar = 0.39; break; case 912: bar = 0.39; break; case 913: bar = 0.38; break; case 914: bar = 0.38; break; case 915: bar = 0.38; break; case 916: bar = 0.38; break; case 917: bar = 0.38; break; case 918: bar = 0.38; break; case 919: bar = 0.38; break; case 920: bar = 0.38; break; case 921: bar = 0.37; break; case 922: bar = 0.37; break; case 923: bar = 0.37; break; case 924: bar = 0.37; break; case 925: bar = 0.37; break; case 926: bar = 0.37; break; case 927: bar = 0.37; break; case 928: bar = 0.37; break; case 929: bar = 0.36; break; case 930: bar = 0.36; break; case 931: bar = 0.36; break; case 932: bar = 0.36; break; case 933: bar = 0.36; break; case 934: bar = 0.36; break; case 935: bar = 0.36; break; case 936: bar = 0.36; break; case 937: bar = 0.35; break; case 938: bar = 0.35; break; case 939: bar = 0.35; break; case 940: bar = 0.35; break; case 941: bar = 0.35; break; case 942: bar = 0.35; break; case 943: bar = 0.35; break; case 944: bar = 0.35; break; case 945: bar = 0.34; break; case 946: bar = 0.34; break; case 947: bar = 0.34; break; case 948: bar = 0.34; break; case 949: bar = 0.34; break; case 950: bar = 0.34; break; case 951: bar = 0.34; break; case 952: bar = 0.34; break; case 953: bar = 0.33; break; case 954: bar = 0.33; break; case 955: bar = 0.33; break; case 956: bar = 0.33; break; case 957: bar = 0.33; break; case 958: bar = 0.33; break; case 959: bar = 0.33; break; case 960: bar = 0.33; break; case 961: bar = 0.32; break; case 962: bar = 0.32; break; case 963: bar = 0.32; break; case 964: bar = 0.32; break; case 965: bar = 0.32; break; case 966: bar = 0.32; break; case 967: bar = 0.32; break; case 968: bar = 0.32; break; case 969: bar = 0.32; break; case 970: bar = 0.31; break; case 971: bar = 0.31; break; case 972: bar = 0.31; break; case 973: bar = 0.31; break; case 974: bar = 0.31; break; case 975: bar = 0.31; break; case 976: bar = 0.31; break; case 977: bar = 0.31; break; case 978: bar = 0.3; break; case 979: bar = 0.3; break; case 980: bar = 0.3; break; case 981: bar = 0.3; break; case 982: bar = 0.3; break; case 983: bar = 0.3; break; case 984: bar = 0.3; break; case 985: bar = 0.3; break; case 986: bar = 0.3; break; case 987: bar = 0.29; break; case 988: bar = 0.29; break; case 989: bar = 0.29; break; case 990: bar = 0.29; break; case 991: bar = 0.29; break; case 992: bar = 0.29; break; case 993: bar = 0.29; break; case 994: bar = 0.29; break; case 995: bar = 0.29; break; case 996: bar = 0.28; break; case 997: bar = 0.28; break; case 998: bar = 0.28; break; case 999: bar = 0.28; break; case 1000: bar = 0.28; break; case 1001: bar = 0.28; break; case 1002: bar = 0.28; break; case 1003: bar = 0.28; break; case 1004: bar = 0.28; break; case 1005: bar = 0.27; break; case 1006: bar = 0.27; break; case 1007: bar = 0.27; break; case 1008: bar = 0.27; break; case 1009: bar = 0.27; break; case 1010: bar = 0.27; break; case 1011: bar = 0.27; break; case 1012: bar = 0.27; break; case 1013: bar = 0.27; break; case 1014: bar = 0.26; break; case 1015: bar = 0.26; break; case 1016: bar = 0.26; break; case 1017: bar = 0.26; break; case 1018: bar = 0.26; break; case 1019: bar = 0.26; break; case 1020: bar = 0.26; break; case 1021: bar = 0.26; break; case 1022: bar = 0.26; break; case 1023: bar = 0.26; break; case 1024: bar = 0.25; break;
case 130: bar = 5.91; break; | case 130: bar = 5.91; break; case 131: bar = 5.87; break; case 132: bar = 5.83; break; case 133: bar = 5.79; break; case 134: bar = 5.75; break; case 135: bar = 5.71; break; case 136: bar = 5.67; break; case 137: bar = 5.63; break; case 138: bar = 5.59; break; case 139: bar = 5.55; break; case 140: bar = 5.51; break; case 141: bar = 5.47; break; case 142: bar = 5.44; break; case 143: bar = 5.4; break; case 144: bar = 5.37; break; case 145: bar = 5.33; break; case 146: bar = 5.3; break; case 147: bar = 5.26; break; case 148: bar = 5.23; break; case 149: bar = 5.19; break; case 150: bar = 5.16; break; case 151: bar = 5.13; break; case 152: bar = 5.09; break; case 153: bar = 5.06; break; case 154: bar = 5.03; break; case 155: bar = 5; break; case 156: bar = 4.97; break; case 157: bar = 4.94; break; case 158: bar = 4.91; break; case 159: bar = 4.88; break; case 160: bar = 4.85; break; case 161: bar = 4.82; break; case 162: bar = 4.79; break; case 163: bar = 4.76; break; case 164: bar = 4.73; break; case 165: bar = 4.7; break; case 166: bar = 4.68; break; case 167: bar = 4.65; break; case 168: bar = 4.62; break; case 169: bar = 4.59; break; case 170: bar = 4.57; break; case 171: bar = 4.54; break; case 172: bar = 4.52; break; case 173: bar = 4.49; break; case 174: bar = 4.46; break; case 175: bar = 4.44; break; case 176: bar = 4.41; break; case 177: bar = 4.39; break; case 178: bar = 4.36; break; case 179: bar = 4.34; break; case 180: bar = 4.32; break; case 181: bar = 4.29; break; case 182: bar = 4.27; break; case 183: bar = 4.25; break; case 184: bar = 4.22; break; case 185: bar = 4.2; break; case 186: bar = 4.18; break; case 187: bar = 4.15; break; case 188: bar = 4.13; break; case 189: bar = 4.11; break; case 190: bar = 4.09; break; case 191: bar = 4.07; break; case 192: bar = 4.05; break; case 193: bar = 4.02; break; case 194: bar = 4; break; case 195: bar = 3.98; break; case 196: bar = 3.96; break; case 197: bar = 3.94; break; case 198: bar = 3.92; break; case 199: bar = 3.9; break; case 200: bar = 3.88; break; case 201: bar = 3.86; break; case 202: bar = 3.84; break; case 203: bar = 3.82; break; case 204: bar = 3.8; break; case 205: bar = 3.78; break; case 206: bar = 3.77; break; case 207: bar = 3.75; break; case 208: bar = 3.73; break; case 209: bar = 3.71; break; case 210: bar = 3.69; break; case 211: bar = 3.67; break; case 212: bar = 3.66; break; case 213: bar = 3.64; break; case 214: bar = 3.62; break; case 215: bar = 3.6; break; case 216: bar = 3.59; break; case 217: bar = 3.57; break; case 218: bar = 3.55; break; case 219: bar = 3.53; break; case 220: bar = 3.52; break; case 221: bar = 3.5; break; case 222: bar = 3.48; break; case 223: bar = 3.47; break; case 224: bar = 3.45; break; case 225: bar = 3.44; break; case 226: bar = 3.42; break; case 227: bar = 3.4; break; case 228: bar = 3.39; break; case 229: bar = 3.37; break; case 230: bar = 3.36; break; case 231: bar = 3.34; break; case 232: bar = 3.33; break; case 233: bar = 3.31; break; case 234: bar = 3.3; break; case 235: bar = 3.28; break; case 236: bar = 3.27; break; case 237: bar = 3.25; break; case 238: bar = 3.24; break; case 239: bar = 3.22; break; case 240: bar = 3.21; break; case 241: bar = 3.19; break; case 242: bar = 3.18; break; case 243: bar = 3.17; break; case 244: bar = 3.15; break; case 245: bar = 3.14; break; case 246: bar = 3.12; break; case 247: bar = 3.11; break; case 248: bar = 3.1; break; case 249: bar = 3.08; break; case 250: bar = 3.07; break; case 251: bar = 3.06; break; case 252: bar = 3.04; break; case 253: bar = 3.03; break; case 254: bar = 3.02; break; case 255: bar = 3.01; break; case 256: bar = 2.99; break; case 257: bar = 2.98; break; case 258: bar = 2.97; break; case 259: bar = 2.96; break; case 260: bar = 2.94; break; case 261: bar = 2.93; break; case 262: bar = 2.92; break; case 263: bar = 2.91; break; case 264: bar = 2.89; break; case 265: bar = 2.88; break; case 266: bar = 2.87; break; case 267: bar = 2.86; break; case 268: bar = 2.85; break; case 269: bar = 2.83; break; case 270: bar = 2.82; break; case 271: bar = 2.81; break; case 272: bar = 2.8; break; case 273: bar = 2.79; break; case 274: bar = 2.78; break; case 275: bar = 2.77; break; case 276: bar = 2.76; break; case 277: bar = 2.74; break; case 278: bar = 2.73; break; case 279: bar = 2.72; break; case 280: bar = 2.71; break; case 281: bar = 2.7; break; case 282: bar = 2.69; break; case 283: bar = 2.68; break; case 284: bar = 2.67; break; case 285: bar = 2.66; break; case 286: bar = 2.65; break; case 287: bar = 2.64; break; case 288: bar = 2.63; break; case 289: bar = 2.62; break; case 290: bar = 2.61; break; case 291: bar = 2.6; break; case 292: bar = 2.59; break; case 293: bar = 2.58; break; case 294: bar = 2.57; break; case 295: bar = 2.56; break; case 296: bar = 2.55; break; case 297: bar = 2.54; break; case 298: bar = 2.53; break; case 299: bar = 2.52; break; case 300: bar = 2.51; break; case 301: bar = 2.5; break; case 302: bar = 2.49; break; case 303: bar = 2.48; break; case 304: bar = 2.47; break; case 305: bar = 2.46; break; case 306: bar = 2.45; break; case 307: bar = 2.44; break; case 308: bar = 2.43; break; case 309: bar = 2.42; break; case 310: bar = 2.41; break; case 311: bar = 2.41; break; case 312: bar = 2.4; break; case 313: bar = 2.39; break; case 314: bar = 2.38; break; case 315: bar = 2.37; break; case 316: bar = 2.36; break; case 317: bar = 2.35; break; case 318: bar = 2.34; break; case 319: bar = 2.34; break; case 320: bar = 2.33; break; case 321: bar = 2.32; break; case 322: bar = 2.31; break; case 323: bar = 2.3; break; case 324: bar = 2.29; break; case 325: bar = 2.28; break; case 326: bar = 2.28; break; case 327: bar = 2.27; break; case 328: bar = 2.26; break; case 329: bar = 2.25; break; case 330: bar = 2.24; break; case 331: bar = 2.24; break; case 332: bar = 2.23; break; case 333: bar = 2.22; break; case 334: bar = 2.21; break; case 335: bar = 2.2; break; case 336: bar = 2.2; break; case 337: bar = 2.19; break; case 338: bar = 2.18; break; case 339: bar = 2.17; break; case 340: bar = 2.17; break; case 341: bar = 2.16; break; case 342: bar = 2.15; break; case 343: bar = 2.14; break; case 344: bar = 2.13; break; case 345: bar = 2.13; break; case 346: bar = 2.12; break; case 347: bar = 2.11; break; case 348: bar = 2.11; break; case 349: bar = 2.1; break; case 350: bar = 2.09; break; case 351: bar = 2.08; break; case 352: bar = 2.08; break; case 353: bar = 2.07; break; case 354: bar = 2.06; break; case 355: bar = 2.05; break; case 356: bar = 2.05; break; case 357: bar = 2.04; break; case 358: bar = 2.03; break; case 359: bar = 2.03; break; case 360: bar = 2.02; break; case 361: bar = 2.01; break; case 362: bar = 2.01; break; case 363: bar = 2; break; case 364: bar = 1.99; break; case 365: bar = 1.99; break; case 366: bar = 1.98; break; case 367: bar = 1.97; break; case 368: bar = 1.97; break; case 369: bar = 1.96; break; case 370: bar = 1.95; break; case 371: bar = 1.95; break; case 372: bar = 1.94; break; case 373: bar = 1.93; break; case 374: bar = 1.93; break; case 375: bar = 1.92; break; case 376: bar = 1.91; break; case 377: bar = 1.91; break; case 378: bar = 1.9; break; case 379: bar = 1.89; break; case 380: bar = 1.89; break; case 381: bar = 1.88; break; case 382: bar = 1.88; break; case 383: bar = 1.87; break; case 384: bar = 1.86; break; case 385: bar = 1.86; break; case 386: bar = 1.85; break; case 387: bar = 1.85; break; case 388: bar = 1.84; break; case 389: bar = 1.83; break; case 390: bar = 1.83; break; case 391: bar = 1.82; break; case 392: bar = 1.82; break; case 393: bar = 1.81; break; case 394: bar = 1.8; break; case 395: bar = 1.8; break; case 396: bar = 1.79; break; case 397: bar = 1.79; break; case 398: bar = 1.78; break; case 399: bar = 1.77; break; case 400: bar = 1.77; break; case 401: bar = 1.76; break; case 402: bar = 1.76; break; case 403: bar = 1.75; break; case 404: bar = 1.75; break; case 405: bar = 1.74; break; case 406: bar = 1.73; break; case 407: bar = 1.73; break; case 408: bar = 1.72; break; case 409: bar = 1.72; break; case 410: bar = 1.71; break; case 411: bar = 1.71; break; case 412: bar = 1.7; break; case 413: bar = 1.7; break; case 414: bar = 1.69; break; case 415: bar = 1.69; break; case 416: bar = 1.68; break; case 417: bar = 1.67; break; case 418: bar = 1.67; break; case 419: bar = 1.66; break; case 420: bar = 1.66; break; case 421: bar = 1.65; break; case 422: bar = 1.65; break; case 423: bar = 1.64; break; case 424: bar = 1.64; break; case 425: bar = 1.63; break; case 426: bar = 1.63; break; case 427: bar = 1.62; break; case 428: bar = 1.62; break; case 429: bar = 1.61; break; case 430: bar = 1.61; break; case 431: bar = 1.6; break; case 432: bar = 1.6; break; case 433: bar = 1.59; break; case 434: bar = 1.59; break; case 435: bar = 1.58; break; case 436: bar = 1.58; break; case 437: bar = 1.57; break; case 438: bar = 1.57; break; case 439: bar = 1.56; break; case 440: bar = 1.56; break; case 441: bar = 1.55; break; case 442: bar = 1.55; break; case 443: bar = 1.54; break; case 444: bar = 1.54; break; case 445: bar = 1.53; break; case 446: bar = 1.53; break; case 447: bar = 1.53; break; case 448: bar = 1.52; break; case 449: bar = 1.52; break; case 450: bar = 1.51; break; case 451: bar = 1.51; break; case 452: bar = 1.5; break; case 453: bar = 1.5; break; case 454: bar = 1.49; break; case 455: bar = 1.49; break; case 456: bar = 1.48; break; case 457: bar = 1.48; break; case 458: bar = 1.47; break; case 459: bar = 1.47; break; case 460: bar = 1.47; break; case 461: bar = 1.46; break; case 462: bar = 1.46; break; case 463: bar = 1.45; break; case 464: bar = 1.45; break; case 465: bar = 1.44; break; case 466: bar = 1.44; break; case 467: bar = 1.44; break; case 468: bar = 1.43; break; case 469: bar = 1.43; break; case 470: bar = 1.42; break; case 471: bar = 1.42; break; case 472: bar = 1.41; break; case 473: bar = 1.41; break; case 474: bar = 1.41; break; case 475: bar = 1.4; break; case 476: bar = 1.4; break; case 477: bar = 1.39; break; case 478: bar = 1.39; break; case 479: bar = 1.38; break; case 480: bar = 1.38; break; case 481: bar = 1.38; break; case 482: bar = 1.37; break; case 483: bar = 1.37; break; case 484: bar = 1.36; break; case 485: bar = 1.36; break; case 486: bar = 1.36; break; case 487: bar = 1.35; break; case 488: bar = 1.35; break; case 489: bar = 1.34; break; case 490: bar = 1.34; break; case 491: bar = 1.34; break; case 492: bar = 1.33; break; case 493: bar = 1.33; break; case 494: bar = 1.32; break; case 495: bar = 1.32; break; case 496: bar = 1.32; break; case 497: bar = 1.31; break; case 498: bar = 1.31; break; case 499: bar = 1.3; break; case 500: bar = 1.3; break; case 501: bar = 1.3; break; case 502: bar = 1.29; break; case 503: bar = 1.29; break; case 504: bar = 1.29; break; case 505: bar = 1.28; break; case 506: bar = 1.28; break; case 507: bar = 1.27; break; case 508: bar = 1.27; break; case 509: bar = 1.27; break; case 510: bar = 1.26; break; case 511: bar = 1.26; break; case 512: bar = 1.26; break; case 513: bar = 1.25; break; case 514: bar = 1.25; break; case 515: bar = 1.24; break; case 516: bar = 1.24; break; case 517: bar = 1.24; break; case 518: bar = 1.23; break; case 519: bar = 1.23; break; case 520: bar = 1.23; break; case 521: bar = 1.22; break; case 522: bar = 1.22; break; case 523: bar = 1.22; break; case 524: bar = 1.21; break; case 525: bar = 1.21; break; case 526: bar = 1.21; break; case 527: bar = 1.2; break; case 528: bar = 1.2; break; case 529: bar = 1.2; break; case 530: bar = 1.19; break; case 531: bar = 1.19; break; case 532: bar = 1.18; break; case 533: bar = 1.18; break; case 534: bar = 1.18; break; case 535: bar = 1.17; break; case 536: bar = 1.17; break; case 537: bar = 1.17; break; case 538: bar = 1.16; break; case 539: bar = 1.16; break; case 540: bar = 1.16; break; case 541: bar = 1.15; break; case 542: bar = 1.15; break; case 543: bar = 1.15; break; case 544: bar = 1.14; break; case 545: bar = 1.14; break; case 546: bar = 1.14; break; case 547: bar = 1.13; break; case 548: bar = 1.13; break; case 549: bar = 1.13; break; case 550: bar = 1.12; break; case 551: bar = 1.12; break; case 552: bar = 1.12; break; case 553: bar = 1.12; break; case 554: bar = 1.11; break; case 555: bar = 1.11; break; case 556: bar = 1.11; break; case 557: bar = 1.1; break; case 558: bar = 1.1; break; case 559: bar = 1.1; break; case 560: bar = 1.09; break; case 561: bar = 1.09; break; case 562: bar = 1.09; break; case 563: bar = 1.08; break; case 564: bar = 1.08; break; case 565: bar = 1.08; break; case 566: bar = 1.07; break; case 567: bar = 1.07; break; case 568: bar = 1.07; break; case 569: bar = 1.07; break; case 570: bar = 1.06; break; case 571: bar = 1.06; break; case 572: bar = 1.06; break; case 573: bar = 1.05; break; case 574: bar = 1.05; break; case 575: bar = 1.05; break; case 576: bar = 1.04; break; case 577: bar = 1.04; break; case 578: bar = 1.04; break; case 579: bar = 1.04; break; case 580: bar = 1.03; break; case 581: bar = 1.03; break; case 582: bar = 1.03; break; case 583: bar = 1.02; break; case 584: bar = 1.02; break; case 585: bar = 1.02; break; case 586: bar = 1.02; break; case 587: bar = 1.01; break; case 588: bar = 1.01; break; case 589: bar = 1.01; break; case 590: bar = 1; break; case 591: bar = 1; break; case 592: bar = 1; break; case 593: bar = 1; break; case 594: bar = 0.99; break; case 595: bar = 0.99; break; case 596: bar = 0.99; break; case 597: bar = 0.98; break; case 598: bar = 0.98; break; case 599: bar = 0.98; break; case 600: bar = 0.98; break; case 601: bar = 0.97; break; case 602: bar = 0.97; break; case 603: bar = 0.97; break; case 604: bar = 0.96; break; case 605: bar = 0.96; break; case 606: bar = 0.96; break; case 607: bar = 0.96; break; case 608: bar = 0.95; break; case 609: bar = 0.95; break; case 610: bar = 0.95; break; case 611: bar = 0.95; break; case 612: bar = 0.94; break; case 613: bar = 0.94; break; case 614: bar = 0.94; break; case 615: bar = 0.94; break; case 616: bar = 0.93; break; case 617: bar = 0.93; break; case 618: bar = 0.93; break; case 619: bar = 0.92; break; case 620: bar = 0.92; break; case 621: bar = 0.92; break; case 622: bar = 0.92; break; case 623: bar = 0.91; break; case 624: bar = 0.91; break; case 625: bar = 0.91; break; case 626: bar = 0.91; break; case 627: bar = 0.9; break; case 628: bar = 0.9; break; case 629: bar = 0.9; break; case 630: bar = 0.9; break; case 631: bar = 0.89; break; case 632: bar = 0.89; break; case 633: bar = 0.89; break; case 634: bar = 0.89; break; case 635: bar = 0.88; break; case 636: bar = 0.88; break; case 637: bar = 0.88; break; case 638: bar = 0.88; break; case 639: bar = 0.87; break; case 640: bar = 0.87; break; case 641: bar = 0.87; break; case 642: bar = 0.87; break; case 643: bar = 0.86; break; case 644: bar = 0.86; break; case 645: bar = 0.86; break; case 646: bar = 0.86; break; case 647: bar = 0.85; break; case 648: bar = 0.85; break; case 649: bar = 0.85; break; case 650: bar = 0.85; break; case 651: bar = 0.84; break; case 652: bar = 0.84; break; case 653: bar = 0.84; break; case 654: bar = 0.84; break; case 655: bar = 0.84; break; case 656: bar = 0.83; break; case 657: bar = 0.83; break; case 658: bar = 0.83; break; case 659: bar = 0.83; break; case 660: bar = 0.82; break; case 661: bar = 0.82; break; case 662: bar = 0.82; break; case 663: bar = 0.82; break; case 664: bar = 0.81; break; case 665: bar = 0.81; break; case 666: bar = 0.81; break; case 667: bar = 0.81; break; case 668: bar = 0.81; break; case 669: bar = 0.8; break; case 670: bar = 0.8; break; case 671: bar = 0.8; break; case 672: bar = 0.8; break; case 673: bar = 0.79; break; case 674: bar = 0.79; break; case 675: bar = 0.79; break; case 676: bar = 0.79; break; case 677: bar = 0.78; break; case 678: bar = 0.78; break; case 679: bar = 0.78; break; case 680: bar = 0.78; break; case 681: bar = 0.78; break; case 682: bar = 0.77; break; case 683: bar = 0.77; break; case 684: bar = 0.77; break; case 685: bar = 0.77; break; case 686: bar = 0.77; break; case 687: bar = 0.76; break; case 688: bar = 0.76; break; case 689: bar = 0.76; break; case 690: bar = 0.76; break; case 691: bar = 0.75; break; case 692: bar = 0.75; break; case 693: bar = 0.75; break; case 694: bar = 0.75; break; case 695: bar = 0.75; break; case 696: bar = 0.74; break; case 697: bar = 0.74; break; case 698: bar = 0.74; break; case 699: bar = 0.74; break; case 700: bar = 0.74; break; case 701: bar = 0.73; break; case 702: bar = 0.73; break; case 703: bar = 0.73; break; case 704: bar = 0.73; break; case 705: bar = 0.72; break; case 706: bar = 0.72; break; case 707: bar = 0.72; break; case 708: bar = 0.72; break; case 709: bar = 0.72; break; case 710: bar = 0.71; break; case 711: bar = 0.71; break; case 712: bar = 0.71; break; case 713: bar = 0.71; break; case 714: bar = 0.71; break; case 715: bar = 0.7; break; case 716: bar = 0.7; break; case 717: bar = 0.7; break; case 718: bar = 0.7; break; case 719: bar = 0.7; break; case 720: bar = 0.69; break; case 721: bar = 0.69; break; case 722: bar = 0.69; break; case 723: bar = 0.69; break; case 724: bar = 0.69; break; case 725: bar = 0.68; break; case 726: bar = 0.68; break; case 727: bar = 0.68; break; case 728: bar = 0.68; break; case 729: bar = 0.68; break; case 730: bar = 0.67; break; case 731: bar = 0.67; break; case 732: bar = 0.67; break; case 733: bar = 0.67; break; case 734: bar = 0.67; break; case 735: bar = 0.67; break; case 736: bar = 0.66; break; case 737: bar = 0.66; break; case 738: bar = 0.66; break; case 739: bar = 0.66; break; case 740: bar = 0.66; break; case 741: bar = 0.65; break; case 742: bar = 0.65; break; case 743: bar = 0.65; break; case 744: bar = 0.65; break; case 745: bar = 0.65; break; case 746: bar = 0.64; break; case 747: bar = 0.64; break; case 748: bar = 0.64; break; case 749: bar = 0.64; break; case 750: bar = 0.64; break; case 751: bar = 0.64; break; case 752: bar = 0.63; break; case 753: bar = 0.63; break; case 754: bar = 0.63; break; case 755: bar = 0.63; break; case 756: bar = 0.63; break; case 757: bar = 0.62; break; case 758: bar = 0.62; break; case 759: bar = 0.62; break; case 760: bar = 0.62; break; case 761: bar = 0.62; break; case 762: bar = 0.61; break; case 763: bar = 0.61; break; case 764: bar = 0.61; break; case 765: bar = 0.61; break; case 766: bar = 0.61; break; case 767: bar = 0.61; break; case 768: bar = 0.6; break; case 769: bar = 0.6; break; case 770: bar = 0.6; break; case 771: bar = 0.6; break; case 772: bar = 0.6; break; case 773: bar = 0.6; break; case 774: bar = 0.59; break; case 775: bar = 0.59; break; case 776: bar = 0.59; break; case 777: bar = 0.59; break; case 778: bar = 0.59; break; case 779: bar = 0.59; break; case 780: bar = 0.58; break; case 781: bar = 0.58; break; case 782: bar = 0.58; break; case 783: bar = 0.58; break; case 784: bar = 0.58; break; case 785: bar = 0.57; break; case 786: bar = 0.57; break; case 787: bar = 0.57; break; case 788: bar = 0.57; break; case 789: bar = 0.57; break; case 790: bar = 0.57; break; case 791: bar = 0.56; break; case 792: bar = 0.56; break; case 793: bar = 0.56; break; case 794: bar = 0.56; break; case 795: bar = 0.56; break; case 796: bar = 0.56; break; case 797: bar = 0.55; break; case 798: bar = 0.55; break; case 799: bar = 0.55; break; case 800: bar = 0.55; break; case 801: bar = 0.55; break; case 802: bar = 0.55; break; case 803: bar = 0.54; break; case 804: bar = 0.54; break; case 805: bar = 0.54; break; case 806: bar = 0.54; break; case 807: bar = 0.54; break; case 808: bar = 0.54; break; case 809: bar = 0.53; break; case 810: bar = 0.53; break; case 811: bar = 0.53; break; case 812: bar = 0.53; break; case 813: bar = 0.53; break; case 814: bar = 0.53; break; case 815: bar = 0.53; break; case 816: bar = 0.52; break; case 817: bar = 0.52; break; case 818: bar = 0.52; break; case 819: bar = 0.52; break; case 820: bar = 0.52; break; case 821: bar = 0.52; break; case 822: bar = 0.51; break; case 823: bar = 0.51; break; case 824: bar = 0.51; break; case 825: bar = 0.51; break; case 826: bar = 0.51; break; case 827: bar = 0.51; break; case 828: bar = 0.5; break; case 829: bar = 0.5; break; case 830: bar = 0.5; break; case 831: bar = 0.5; break; case 832: bar = 0.5; break; case 833: bar = 0.5; break; case 834: bar = 0.5; break; case 835: bar = 0.49; break; case 836: bar = 0.49; break; case 837: bar = 0.49; break; case 838: bar = 0.49; break; case 839: bar = 0.49; break; case 840: bar = 0.49; break; case 841: bar = 0.48; break; case 842: bar = 0.48; break; case 843: bar = 0.48; break; case 844: bar = 0.48; break; case 845: bar = 0.48; break; case 846: bar = 0.48; break; case 847: bar = 0.48; break; case 848: bar = 0.47; break; case 849: bar = 0.47; break; case 850: bar = 0.47; break; case 851: bar = 0.47; break; case 852: bar = 0.47; break; case 853: bar = 0.47; break; case 854: bar = 0.47; break; case 855: bar = 0.46; break; case 856: bar = 0.46; break; case 857: bar = 0.46; break; case 858: bar = 0.46; break; case 859: bar = 0.46; break; case 860: bar = 0.46; break; case 861: bar = 0.46; break; case 862: bar = 0.45; break; case 863: bar = 0.45; break; case 864: bar = 0.45; break; case 865: bar = 0.45; break; case 866: bar = 0.45; break; case 867: bar = 0.45; break; case 868: bar = 0.45; break; case 869: bar = 0.44; break; case 870: bar = 0.44; break; case 871: bar = 0.44; break; case 872: bar = 0.44; break; case 873: bar = 0.44; break; case 874: bar = 0.44; break; case 875: bar = 0.44; break; case 876: bar = 0.43; break; case 877: bar = 0.43; break; case 878: bar = 0.43; break; case 879: bar = 0.43; break; case 880: bar = 0.43; break; case 881: bar = 0.43; break; case 882: bar = 0.43; break; case 883: bar = 0.42; break; case 884: bar = 0.42; break; case 885: bar = 0.42; break; case 886: bar = 0.42; break; case 887: bar = 0.42; break; case 888: bar = 0.42; break; case 889: bar = 0.42; break; case 890: bar = 0.41; break; case 891: bar = 0.41; break; case 892: bar = 0.41; break; case 893: bar = 0.41; break; case 894: bar = 0.41; break; case 895: bar = 0.41; break; case 896: bar = 0.41; break; case 897: bar = 0.41; break; case 898: bar = 0.4; break; case 899: bar = 0.4; break; case 900: bar = 0.4; break; case 901: bar = 0.4; break; case 902: bar = 0.4; break; case 903: bar = 0.4; break; case 904: bar = 0.4; break; case 905: bar = 0.39; break; case 906: bar = 0.39; break; case 907: bar = 0.39; break; case 908: bar = 0.39; break; case 909: bar = 0.39; break; case 910: bar = 0.39; break; case 911: bar = 0.39; break; case 912: bar = 0.39; break; case 913: bar = 0.38; break; case 914: bar = 0.38; break; case 915: bar = 0.38; break; case 916: bar = 0.38; break; case 917: bar = 0.38; break; case 918: bar = 0.38; break; case 919: bar = 0.38; break; case 920: bar = 0.38; break; case 921: bar = 0.37; break; case 922: bar = 0.37; break; case 923: bar = 0.37; break; case 924: bar = 0.37; break; case 925: bar = 0.37; break; case 926: bar = 0.37; break; case 927: bar = 0.37; break; case 928: bar = 0.37; break; case 929: bar = 0.36; break; case 930: bar = 0.36; break; case 931: bar = 0.36; break; case 932: bar = 0.36; break; case 933: bar = 0.36; break; case 934: bar = 0.36; break; case 935: bar = 0.36; break; case 936: bar = 0.36; break; case 937: bar = 0.35; break; case 938: bar = 0.35; break; case 939: bar = 0.35; break; case 940: bar = 0.35; break; case 941: bar = 0.35; break; case 942: bar = 0.35; break; case 943: bar = 0.35; break; case 944: bar = 0.35; break; case 945: bar = 0.34; break; case 946: bar = 0.34; break; case 947: bar = 0.34; break; case 948: bar = 0.34; break; case 949: bar = 0.34; break; case 950: bar = 0.34; break; case 951: bar = 0.34; break; case 952: bar = 0.34; break; case 953: bar = 0.33; break; case 954: bar = 0.33; break; case 955: bar = 0.33; break; case 956: bar = 0.33; break; case 957: bar = 0.33; break; case 958: bar = 0.33; break; case 959: bar = 0.33; break; case 960: bar = 0.33; break; case 961: bar = 0.32; break; case 962: bar = 0.32; break; case 963: bar = 0.32; break; case 964: bar = 0.32; break; case 965: bar = 0.32; break; case 966: bar = 0.32; break; case 967: bar = 0.32; break; case 968: bar = 0.32; break; case 969: bar = 0.32; break; case 970: bar = 0.31; break; case 971: bar = 0.31; break; case 972: bar = 0.31; break; case 973: bar = 0.31; break; case 974: bar = 0.31; break; case 975: bar = 0.31; break; case 976: bar = 0.31; break; case 977: bar = 0.31; break; case 978: bar = 0.3; break; case 979: bar = 0.3; break; case 980: bar = 0.3; break; case 981: bar = 0.3; break; case 982: bar = 0.3; break; case 983: bar = 0.3; break; case 984: bar = 0.3; break; case 985: bar = 0.3; break; case 986: bar = 0.3; break; case 987: bar = 0.29; break; case 988: bar = 0.29; break; case 989: bar = 0.29; break; case 990: bar = 0.29; break; case 991: bar = 0.29; break; case 992: bar = 0.29; break; case 993: bar = 0.29; break; case 994: bar = 0.29; break; case 995: bar = 0.29; break; case 996: bar = 0.28; break; case 997: bar = 0.28; break; case 998: bar = 0.28; break; case 999: bar = 0.28; break; case 1000: bar = 0.28; break; case 1001: bar = 0.28; break; case 1002: bar = 0.28; break; case 1003: bar = 0.28; break; case 1004: bar = 0.28; break; case 1005: bar = 0.27; break; case 1006: bar = 0.27; break; case 1007: bar = 0.27; break; case 1008: bar = 0.27; break; case 1009: bar = 0.27; break; case 1010: bar = 0.27; break; case 1011: bar = 0.27; break; case 1012: bar = 0.27; break; case 1013: bar = 0.27; break; case 1014: bar = 0.26; break; case 1015: bar = 0.26; break; case 1016: bar = 0.26; break; case 1017: bar = 0.26; break; case 1018: bar = 0.26; break; case 1019: bar = 0.26; break; case 1020: bar = 0.26; break; case 1021: bar = 0.26; break; case 1022: bar = 0.26; break; case 1023: bar = 0.26; break; case 1024: bar = 0.25; break;
case 131: bar = 5.87; break; | case 131: bar = 5.87; break; case 132: bar = 5.83; break; case 133: bar = 5.79; break; case 134: bar = 5.75; break; case 135: bar = 5.71; break; case 136: bar = 5.67; break; case 137: bar = 5.63; break; case 138: bar = 5.59; break; case 139: bar = 5.55; break; case 140: bar = 5.51; break; case 141: bar = 5.47; break; case 142: bar = 5.44; break; case 143: bar = 5.4; break; case 144: bar = 5.37; break; case 145: bar = 5.33; break; case 146: bar = 5.3; break; case 147: bar = 5.26; break; case 148: bar = 5.23; break; case 149: bar = 5.19; break; case 150: bar = 5.16; break; case 151: bar = 5.13; break; case 152: bar = 5.09; break; case 153: bar = 5.06; break; case 154: bar = 5.03; break; case 155: bar = 5; break; case 156: bar = 4.97; break; case 157: bar = 4.94; break; case 158: bar = 4.91; break; case 159: bar = 4.88; break; case 160: bar = 4.85; break; case 161: bar = 4.82; break; case 162: bar = 4.79; break; case 163: bar = 4.76; break; case 164: bar = 4.73; break; case 165: bar = 4.7; break; case 166: bar = 4.68; break; case 167: bar = 4.65; break; case 168: bar = 4.62; break; case 169: bar = 4.59; break; case 170: bar = 4.57; break; case 171: bar = 4.54; break; case 172: bar = 4.52; break; case 173: bar = 4.49; break; case 174: bar = 4.46; break; case 175: bar = 4.44; break; case 176: bar = 4.41; break; case 177: bar = 4.39; break; case 178: bar = 4.36; break; case 179: bar = 4.34; break; case 180: bar = 4.32; break; case 181: bar = 4.29; break; case 182: bar = 4.27; break; case 183: bar = 4.25; break; case 184: bar = 4.22; break; case 185: bar = 4.2; break; case 186: bar = 4.18; break; case 187: bar = 4.15; break; case 188: bar = 4.13; break; case 189: bar = 4.11; break; case 190: bar = 4.09; break; case 191: bar = 4.07; break; case 192: bar = 4.05; break; case 193: bar = 4.02; break; case 194: bar = 4; break; case 195: bar = 3.98; break; case 196: bar = 3.96; break; case 197: bar = 3.94; break; case 198: bar = 3.92; break; case 199: bar = 3.9; break; case 200: bar = 3.88; break; case 201: bar = 3.86; break; case 202: bar = 3.84; break; case 203: bar = 3.82; break; case 204: bar = 3.8; break; case 205: bar = 3.78; break; case 206: bar = 3.77; break; case 207: bar = 3.75; break; case 208: bar = 3.73; break; case 209: bar = 3.71; break; case 210: bar = 3.69; break; case 211: bar = 3.67; break; case 212: bar = 3.66; break; case 213: bar = 3.64; break; case 214: bar = 3.62; break; case 215: bar = 3.6; break; case 216: bar = 3.59; break; case 217: bar = 3.57; break; case 218: bar = 3.55; break; case 219: bar = 3.53; break; case 220: bar = 3.52; break; case 221: bar = 3.5; break; case 222: bar = 3.48; break; case 223: bar = 3.47; break; case 224: bar = 3.45; break; case 225: bar = 3.44; break; case 226: bar = 3.42; break; case 227: bar = 3.4; break; case 228: bar = 3.39; break; case 229: bar = 3.37; break; case 230: bar = 3.36; break; case 231: bar = 3.34; break; case 232: bar = 3.33; break; case 233: bar = 3.31; break; case 234: bar = 3.3; break; case 235: bar = 3.28; break; case 236: bar = 3.27; break; case 237: bar = 3.25; break; case 238: bar = 3.24; break; case 239: bar = 3.22; break; case 240: bar = 3.21; break; case 241: bar = 3.19; break; case 242: bar = 3.18; break; case 243: bar = 3.17; break; case 244: bar = 3.15; break; case 245: bar = 3.14; break; case 246: bar = 3.12; break; case 247: bar = 3.11; break; case 248: bar = 3.1; break; case 249: bar = 3.08; break; case 250: bar = 3.07; break; case 251: bar = 3.06; break; case 252: bar = 3.04; break; case 253: bar = 3.03; break; case 254: bar = 3.02; break; case 255: bar = 3.01; break; case 256: bar = 2.99; break; case 257: bar = 2.98; break; case 258: bar = 2.97; break; case 259: bar = 2.96; break; case 260: bar = 2.94; break; case 261: bar = 2.93; break; case 262: bar = 2.92; break; case 263: bar = 2.91; break; case 264: bar = 2.89; break; case 265: bar = 2.88; break; case 266: bar = 2.87; break; case 267: bar = 2.86; break; case 268: bar = 2.85; break; case 269: bar = 2.83; break; case 270: bar = 2.82; break; case 271: bar = 2.81; break; case 272: bar = 2.8; break; case 273: bar = 2.79; break; case 274: bar = 2.78; break; case 275: bar = 2.77; break; case 276: bar = 2.76; break; case 277: bar = 2.74; break; case 278: bar = 2.73; break; case 279: bar = 2.72; break; case 280: bar = 2.71; break; case 281: bar = 2.7; break; case 282: bar = 2.69; break; case 283: bar = 2.68; break; case 284: bar = 2.67; break; case 285: bar = 2.66; break; case 286: bar = 2.65; break; case 287: bar = 2.64; break; case 288: bar = 2.63; break; case 289: bar = 2.62; break; case 290: bar = 2.61; break; case 291: bar = 2.6; break; case 292: bar = 2.59; break; case 293: bar = 2.58; break; case 294: bar = 2.57; break; case 295: bar = 2.56; break; case 296: bar = 2.55; break; case 297: bar = 2.54; break; case 298: bar = 2.53; break; case 299: bar = 2.52; break; case 300: bar = 2.51; break; case 301: bar = 2.5; break; case 302: bar = 2.49; break; case 303: bar = 2.48; break; case 304: bar = 2.47; break; case 305: bar = 2.46; break; case 306: bar = 2.45; break; case 307: bar = 2.44; break; case 308: bar = 2.43; break; case 309: bar = 2.42; break; case 310: bar = 2.41; break; case 311: bar = 2.41; break; case 312: bar = 2.4; break; case 313: bar = 2.39; break; case 314: bar = 2.38; break; case 315: bar = 2.37; break; case 316: bar = 2.36; break; case 317: bar = 2.35; break; case 318: bar = 2.34; break; case 319: bar = 2.34; break; case 320: bar = 2.33; break; case 321: bar = 2.32; break; case 322: bar = 2.31; break; case 323: bar = 2.3; break; case 324: bar = 2.29; break; case 325: bar = 2.28; break; case 326: bar = 2.28; break; case 327: bar = 2.27; break; case 328: bar = 2.26; break; case 329: bar = 2.25; break; case 330: bar = 2.24; break; case 331: bar = 2.24; break; case 332: bar = 2.23; break; case 333: bar = 2.22; break; case 334: bar = 2.21; break; case 335: bar = 2.2; break; case 336: bar = 2.2; break; case 337: bar = 2.19; break; case 338: bar = 2.18; break; case 339: bar = 2.17; break; case 340: bar = 2.17; break; case 341: bar = 2.16; break; case 342: bar = 2.15; break; case 343: bar = 2.14; break; case 344: bar = 2.13; break; case 345: bar = 2.13; break; case 346: bar = 2.12; break; case 347: bar = 2.11; break; case 348: bar = 2.11; break; case 349: bar = 2.1; break; case 350: bar = 2.09; break; case 351: bar = 2.08; break; case 352: bar = 2.08; break; case 353: bar = 2.07; break; case 354: bar = 2.06; break; case 355: bar = 2.05; break; case 356: bar = 2.05; break; case 357: bar = 2.04; break; case 358: bar = 2.03; break; case 359: bar = 2.03; break; case 360: bar = 2.02; break; case 361: bar = 2.01; break; case 362: bar = 2.01; break; case 363: bar = 2; break; case 364: bar = 1.99; break; case 365: bar = 1.99; break; case 366: bar = 1.98; break; case 367: bar = 1.97; break; case 368: bar = 1.97; break; case 369: bar = 1.96; break; case 370: bar = 1.95; break; case 371: bar = 1.95; break; case 372: bar = 1.94; break; case 373: bar = 1.93; break; case 374: bar = 1.93; break; case 375: bar = 1.92; break; case 376: bar = 1.91; break; case 377: bar = 1.91; break; case 378: bar = 1.9; break; case 379: bar = 1.89; break; case 380: bar = 1.89; break; case 381: bar = 1.88; break; case 382: bar = 1.88; break; case 383: bar = 1.87; break; case 384: bar = 1.86; break; case 385: bar = 1.86; break; case 386: bar = 1.85; break; case 387: bar = 1.85; break; case 388: bar = 1.84; break; case 389: bar = 1.83; break; case 390: bar = 1.83; break; case 391: bar = 1.82; break; case 392: bar = 1.82; break; case 393: bar = 1.81; break; case 394: bar = 1.8; break; case 395: bar = 1.8; break; case 396: bar = 1.79; break; case 397: bar = 1.79; break; case 398: bar = 1.78; break; case 399: bar = 1.77; break; case 400: bar = 1.77; break; case 401: bar = 1.76; break; case 402: bar = 1.76; break; case 403: bar = 1.75; break; case 404: bar = 1.75; break; case 405: bar = 1.74; break; case 406: bar = 1.73; break; case 407: bar = 1.73; break; case 408: bar = 1.72; break; case 409: bar = 1.72; break; case 410: bar = 1.71; break; case 411: bar = 1.71; break; case 412: bar = 1.7; break; case 413: bar = 1.7; break; case 414: bar = 1.69; break; case 415: bar = 1.69; break; case 416: bar = 1.68; break; case 417: bar = 1.67; break; case 418: bar = 1.67; break; case 419: bar = 1.66; break; case 420: bar = 1.66; break; case 421: bar = 1.65; break; case 422: bar = 1.65; break; case 423: bar = 1.64; break; case 424: bar = 1.64; break; case 425: bar = 1.63; break; case 426: bar = 1.63; break; case 427: bar = 1.62; break; case 428: bar = 1.62; break; case 429: bar = 1.61; break; case 430: bar = 1.61; break; case 431: bar = 1.6; break; case 432: bar = 1.6; break; case 433: bar = 1.59; break; case 434: bar = 1.59; break; case 435: bar = 1.58; break; case 436: bar = 1.58; break; case 437: bar = 1.57; break; case 438: bar = 1.57; break; case 439: bar = 1.56; break; case 440: bar = 1.56; break; case 441: bar = 1.55; break; case 442: bar = 1.55; break; case 443: bar = 1.54; break; case 444: bar = 1.54; break; case 445: bar = 1.53; break; case 446: bar = 1.53; break; case 447: bar = 1.53; break; case 448: bar = 1.52; break; case 449: bar = 1.52; break; case 450: bar = 1.51; break; case 451: bar = 1.51; break; case 452: bar = 1.5; break; case 453: bar = 1.5; break; case 454: bar = 1.49; break; case 455: bar = 1.49; break; case 456: bar = 1.48; break; case 457: bar = 1.48; break; case 458: bar = 1.47; break; case 459: bar = 1.47; break; case 460: bar = 1.47; break; case 461: bar = 1.46; break; case 462: bar = 1.46; break; case 463: bar = 1.45; break; case 464: bar = 1.45; break; case 465: bar = 1.44; break; case 466: bar = 1.44; break; case 467: bar = 1.44; break; case 468: bar = 1.43; break; case 469: bar = 1.43; break; case 470: bar = 1.42; break; case 471: bar = 1.42; break; case 472: bar = 1.41; break; case 473: bar = 1.41; break; case 474: bar = 1.41; break; case 475: bar = 1.4; break; case 476: bar = 1.4; break; case 477: bar = 1.39; break; case 478: bar = 1.39; break; case 479: bar = 1.38; break; case 480: bar = 1.38; break; case 481: bar = 1.38; break; case 482: bar = 1.37; break; case 483: bar = 1.37; break; case 484: bar = 1.36; break; case 485: bar = 1.36; break; case 486: bar = 1.36; break; case 487: bar = 1.35; break; case 488: bar = 1.35; break; case 489: bar = 1.34; break; case 490: bar = 1.34; break; case 491: bar = 1.34; break; case 492: bar = 1.33; break; case 493: bar = 1.33; break; case 494: bar = 1.32; break; case 495: bar = 1.32; break; case 496: bar = 1.32; break; case 497: bar = 1.31; break; case 498: bar = 1.31; break; case 499: bar = 1.3; break; case 500: bar = 1.3; break; case 501: bar = 1.3; break; case 502: bar = 1.29; break; case 503: bar = 1.29; break; case 504: bar = 1.29; break; case 505: bar = 1.28; break; case 506: bar = 1.28; break; case 507: bar = 1.27; break; case 508: bar = 1.27; break; case 509: bar = 1.27; break; case 510: bar = 1.26; break; case 511: bar = 1.26; break; case 512: bar = 1.26; break; case 513: bar = 1.25; break; case 514: bar = 1.25; break; case 515: bar = 1.24; break; case 516: bar = 1.24; break; case 517: bar = 1.24; break; case 518: bar = 1.23; break; case 519: bar = 1.23; break; case 520: bar = 1.23; break; case 521: bar = 1.22; break; case 522: bar = 1.22; break; case 523: bar = 1.22; break; case 524: bar = 1.21; break; case 525: bar = 1.21; break; case 526: bar = 1.21; break; case 527: bar = 1.2; break; case 528: bar = 1.2; break; case 529: bar = 1.2; break; case 530: bar = 1.19; break; case 531: bar = 1.19; break; case 532: bar = 1.18; break; case 533: bar = 1.18; break; case 534: bar = 1.18; break; case 535: bar = 1.17; break; case 536: bar = 1.17; break; case 537: bar = 1.17; break; case 538: bar = 1.16; break; case 539: bar = 1.16; break; case 540: bar = 1.16; break; case 541: bar = 1.15; break; case 542: bar = 1.15; break; case 543: bar = 1.15; break; case 544: bar = 1.14; break; case 545: bar = 1.14; break; case 546: bar = 1.14; break; case 547: bar = 1.13; break; case 548: bar = 1.13; break; case 549: bar = 1.13; break; case 550: bar = 1.12; break; case 551: bar = 1.12; break; case 552: bar = 1.12; break; case 553: bar = 1.12; break; case 554: bar = 1.11; break; case 555: bar = 1.11; break; case 556: bar = 1.11; break; case 557: bar = 1.1; break; case 558: bar = 1.1; break; case 559: bar = 1.1; break; case 560: bar = 1.09; break; case 561: bar = 1.09; break; case 562: bar = 1.09; break; case 563: bar = 1.08; break; case 564: bar = 1.08; break; case 565: bar = 1.08; break; case 566: bar = 1.07; break; case 567: bar = 1.07; break; case 568: bar = 1.07; break; case 569: bar = 1.07; break; case 570: bar = 1.06; break; case 571: bar = 1.06; break; case 572: bar = 1.06; break; case 573: bar = 1.05; break; case 574: bar = 1.05; break; case 575: bar = 1.05; break; case 576: bar = 1.04; break; case 577: bar = 1.04; break; case 578: bar = 1.04; break; case 579: bar = 1.04; break; case 580: bar = 1.03; break; case 581: bar = 1.03; break; case 582: bar = 1.03; break; case 583: bar = 1.02; break; case 584: bar = 1.02; break; case 585: bar = 1.02; break; case 586: bar = 1.02; break; case 587: bar = 1.01; break; case 588: bar = 1.01; break; case 589: bar = 1.01; break; case 590: bar = 1; break; case 591: bar = 1; break; case 592: bar = 1; break; case 593: bar = 1; break; case 594: bar = 0.99; break; case 595: bar = 0.99; break; case 596: bar = 0.99; break; case 597: bar = 0.98; break; case 598: bar = 0.98; break; case 599: bar = 0.98; break; case 600: bar = 0.98; break; case 601: bar = 0.97; break; case 602: bar = 0.97; break; case 603: bar = 0.97; break; case 604: bar = 0.96; break; case 605: bar = 0.96; break; case 606: bar = 0.96; break; case 607: bar = 0.96; break; case 608: bar = 0.95; break; case 609: bar = 0.95; break; case 610: bar = 0.95; break; case 611: bar = 0.95; break; case 612: bar = 0.94; break; case 613: bar = 0.94; break; case 614: bar = 0.94; break; case 615: bar = 0.94; break; case 616: bar = 0.93; break; case 617: bar = 0.93; break; case 618: bar = 0.93; break; case 619: bar = 0.92; break; case 620: bar = 0.92; break; case 621: bar = 0.92; break; case 622: bar = 0.92; break; case 623: bar = 0.91; break; case 624: bar = 0.91; break; case 625: bar = 0.91; break; case 626: bar = 0.91; break; case 627: bar = 0.9; break; case 628: bar = 0.9; break; case 629: bar = 0.9; break; case 630: bar = 0.9; break; case 631: bar = 0.89; break; case 632: bar = 0.89; break; case 633: bar = 0.89; break; case 634: bar = 0.89; break; case 635: bar = 0.88; break; case 636: bar = 0.88; break; case 637: bar = 0.88; break; case 638: bar = 0.88; break; case 639: bar = 0.87; break; case 640: bar = 0.87; break; case 641: bar = 0.87; break; case 642: bar = 0.87; break; case 643: bar = 0.86; break; case 644: bar = 0.86; break; case 645: bar = 0.86; break; case 646: bar = 0.86; break; case 647: bar = 0.85; break; case 648: bar = 0.85; break; case 649: bar = 0.85; break; case 650: bar = 0.85; break; case 651: bar = 0.84; break; case 652: bar = 0.84; break; case 653: bar = 0.84; break; case 654: bar = 0.84; break; case 655: bar = 0.84; break; case 656: bar = 0.83; break; case 657: bar = 0.83; break; case 658: bar = 0.83; break; case 659: bar = 0.83; break; case 660: bar = 0.82; break; case 661: bar = 0.82; break; case 662: bar = 0.82; break; case 663: bar = 0.82; break; case 664: bar = 0.81; break; case 665: bar = 0.81; break; case 666: bar = 0.81; break; case 667: bar = 0.81; break; case 668: bar = 0.81; break; case 669: bar = 0.8; break; case 670: bar = 0.8; break; case 671: bar = 0.8; break; case 672: bar = 0.8; break; case 673: bar = 0.79; break; case 674: bar = 0.79; break; case 675: bar = 0.79; break; case 676: bar = 0.79; break; case 677: bar = 0.78; break; case 678: bar = 0.78; break; case 679: bar = 0.78; break; case 680: bar = 0.78; break; case 681: bar = 0.78; break; case 682: bar = 0.77; break; case 683: bar = 0.77; break; case 684: bar = 0.77; break; case 685: bar = 0.77; break; case 686: bar = 0.77; break; case 687: bar = 0.76; break; case 688: bar = 0.76; break; case 689: bar = 0.76; break; case 690: bar = 0.76; break; case 691: bar = 0.75; break; case 692: bar = 0.75; break; case 693: bar = 0.75; break; case 694: bar = 0.75; break; case 695: bar = 0.75; break; case 696: bar = 0.74; break; case 697: bar = 0.74; break; case 698: bar = 0.74; break; case 699: bar = 0.74; break; case 700: bar = 0.74; break; case 701: bar = 0.73; break; case 702: bar = 0.73; break; case 703: bar = 0.73; break; case 704: bar = 0.73; break; case 705: bar = 0.72; break; case 706: bar = 0.72; break; case 707: bar = 0.72; break; case 708: bar = 0.72; break; case 709: bar = 0.72; break; case 710: bar = 0.71; break; case 711: bar = 0.71; break; case 712: bar = 0.71; break; case 713: bar = 0.71; break; case 714: bar = 0.71; break; case 715: bar = 0.7; break; case 716: bar = 0.7; break; case 717: bar = 0.7; break; case 718: bar = 0.7; break; case 719: bar = 0.7; break; case 720: bar = 0.69; break; case 721: bar = 0.69; break; case 722: bar = 0.69; break; case 723: bar = 0.69; break; case 724: bar = 0.69; break; case 725: bar = 0.68; break; case 726: bar = 0.68; break; case 727: bar = 0.68; break; case 728: bar = 0.68; break; case 729: bar = 0.68; break; case 730: bar = 0.67; break; case 731: bar = 0.67; break; case 732: bar = 0.67; break; case 733: bar = 0.67; break; case 734: bar = 0.67; break; case 735: bar = 0.67; break; case 736: bar = 0.66; break; case 737: bar = 0.66; break; case 738: bar = 0.66; break; case 739: bar = 0.66; break; case 740: bar = 0.66; break; case 741: bar = 0.65; break; case 742: bar = 0.65; break; case 743: bar = 0.65; break; case 744: bar = 0.65; break; case 745: bar = 0.65; break; case 746: bar = 0.64; break; case 747: bar = 0.64; break; case 748: bar = 0.64; break; case 749: bar = 0.64; break; case 750: bar = 0.64; break; case 751: bar = 0.64; break; case 752: bar = 0.63; break; case 753: bar = 0.63; break; case 754: bar = 0.63; break; case 755: bar = 0.63; break; case 756: bar = 0.63; break; case 757: bar = 0.62; break; case 758: bar = 0.62; break; case 759: bar = 0.62; break; case 760: bar = 0.62; break; case 761: bar = 0.62; break; case 762: bar = 0.61; break; case 763: bar = 0.61; break; case 764: bar = 0.61; break; case 765: bar = 0.61; break; case 766: bar = 0.61; break; case 767: bar = 0.61; break; case 768: bar = 0.6; break; case 769: bar = 0.6; break; case 770: bar = 0.6; break; case 771: bar = 0.6; break; case 772: bar = 0.6; break; case 773: bar = 0.6; break; case 774: bar = 0.59; break; case 775: bar = 0.59; break; case 776: bar = 0.59; break; case 777: bar = 0.59; break; case 778: bar = 0.59; break; case 779: bar = 0.59; break; case 780: bar = 0.58; break; case 781: bar = 0.58; break; case 782: bar = 0.58; break; case 783: bar = 0.58; break; case 784: bar = 0.58; break; case 785: bar = 0.57; break; case 786: bar = 0.57; break; case 787: bar = 0.57; break; case 788: bar = 0.57; break; case 789: bar = 0.57; break; case 790: bar = 0.57; break; case 791: bar = 0.56; break; case 792: bar = 0.56; break; case 793: bar = 0.56; break; case 794: bar = 0.56; break; case 795: bar = 0.56; break; case 796: bar = 0.56; break; case 797: bar = 0.55; break; case 798: bar = 0.55; break; case 799: bar = 0.55; break; case 800: bar = 0.55; break; case 801: bar = 0.55; break; case 802: bar = 0.55; break; case 803: bar = 0.54; break; case 804: bar = 0.54; break; case 805: bar = 0.54; break; case 806: bar = 0.54; break; case 807: bar = 0.54; break; case 808: bar = 0.54; break; case 809: bar = 0.53; break; case 810: bar = 0.53; break; case 811: bar = 0.53; break; case 812: bar = 0.53; break; case 813: bar = 0.53; break; case 814: bar = 0.53; break; case 815: bar = 0.53; break; case 816: bar = 0.52; break; case 817: bar = 0.52; break; case 818: bar = 0.52; break; case 819: bar = 0.52; break; case 820: bar = 0.52; break; case 821: bar = 0.52; break; case 822: bar = 0.51; break; case 823: bar = 0.51; break; case 824: bar = 0.51; break; case 825: bar = 0.51; break; case 826: bar = 0.51; break; case 827: bar = 0.51; break; case 828: bar = 0.5; break; case 829: bar = 0.5; break; case 830: bar = 0.5; break; case 831: bar = 0.5; break; case 832: bar = 0.5; break; case 833: bar = 0.5; break; case 834: bar = 0.5; break; case 835: bar = 0.49; break; case 836: bar = 0.49; break; case 837: bar = 0.49; break; case 838: bar = 0.49; break; case 839: bar = 0.49; break; case 840: bar = 0.49; break; case 841: bar = 0.48; break; case 842: bar = 0.48; break; case 843: bar = 0.48; break; case 844: bar = 0.48; break; case 845: bar = 0.48; break; case 846: bar = 0.48; break; case 847: bar = 0.48; break; case 848: bar = 0.47; break; case 849: bar = 0.47; break; case 850: bar = 0.47; break; case 851: bar = 0.47; break; case 852: bar = 0.47; break; case 853: bar = 0.47; break; case 854: bar = 0.47; break; case 855: bar = 0.46; break; case 856: bar = 0.46; break; case 857: bar = 0.46; break; case 858: bar = 0.46; break; case 859: bar = 0.46; break; case 860: bar = 0.46; break; case 861: bar = 0.46; break; case 862: bar = 0.45; break; case 863: bar = 0.45; break; case 864: bar = 0.45; break; case 865: bar = 0.45; break; case 866: bar = 0.45; break; case 867: bar = 0.45; break; case 868: bar = 0.45; break; case 869: bar = 0.44; break; case 870: bar = 0.44; break; case 871: bar = 0.44; break; case 872: bar = 0.44; break; case 873: bar = 0.44; break; case 874: bar = 0.44; break; case 875: bar = 0.44; break; case 876: bar = 0.43; break; case 877: bar = 0.43; break; case 878: bar = 0.43; break; case 879: bar = 0.43; break; case 880: bar = 0.43; break; case 881: bar = 0.43; break; case 882: bar = 0.43; break; case 883: bar = 0.42; break; case 884: bar = 0.42; break; case 885: bar = 0.42; break; case 886: bar = 0.42; break; case 887: bar = 0.42; break; case 888: bar = 0.42; break; case 889: bar = 0.42; break; case 890: bar = 0.41; break; case 891: bar = 0.41; break; case 892: bar = 0.41; break; case 893: bar = 0.41; break; case 894: bar = 0.41; break; case 895: bar = 0.41; break; case 896: bar = 0.41; break; case 897: bar = 0.41; break; case 898: bar = 0.4; break; case 899: bar = 0.4; break; case 900: bar = 0.4; break; case 901: bar = 0.4; break; case 902: bar = 0.4; break; case 903: bar = 0.4; break; case 904: bar = 0.4; break; case 905: bar = 0.39; break; case 906: bar = 0.39; break; case 907: bar = 0.39; break; case 908: bar = 0.39; break; case 909: bar = 0.39; break; case 910: bar = 0.39; break; case 911: bar = 0.39; break; case 912: bar = 0.39; break; case 913: bar = 0.38; break; case 914: bar = 0.38; break; case 915: bar = 0.38; break; case 916: bar = 0.38; break; case 917: bar = 0.38; break; case 918: bar = 0.38; break; case 919: bar = 0.38; break; case 920: bar = 0.38; break; case 921: bar = 0.37; break; case 922: bar = 0.37; break; case 923: bar = 0.37; break; case 924: bar = 0.37; break; case 925: bar = 0.37; break; case 926: bar = 0.37; break; case 927: bar = 0.37; break; case 928: bar = 0.37; break; case 929: bar = 0.36; break; case 930: bar = 0.36; break; case 931: bar = 0.36; break; case 932: bar = 0.36; break; case 933: bar = 0.36; break; case 934: bar = 0.36; break; case 935: bar = 0.36; break; case 936: bar = 0.36; break; case 937: bar = 0.35; break; case 938: bar = 0.35; break; case 939: bar = 0.35; break; case 940: bar = 0.35; break; case 941: bar = 0.35; break; case 942: bar = 0.35; break; case 943: bar = 0.35; break; case 944: bar = 0.35; break; case 945: bar = 0.34; break; case 946: bar = 0.34; break; case 947: bar = 0.34; break; case 948: bar = 0.34; break; case 949: bar = 0.34; break; case 950: bar = 0.34; break; case 951: bar = 0.34; break; case 952: bar = 0.34; break; case 953: bar = 0.33; break; case 954: bar = 0.33; break; case 955: bar = 0.33; break; case 956: bar = 0.33; break; case 957: bar = 0.33; break; case 958: bar = 0.33; break; case 959: bar = 0.33; break; case 960: bar = 0.33; break; case 961: bar = 0.32; break; case 962: bar = 0.32; break; case 963: bar = 0.32; break; case 964: bar = 0.32; break; case 965: bar = 0.32; break; case 966: bar = 0.32; break; case 967: bar = 0.32; break; case 968: bar = 0.32; break; case 969: bar = 0.32; break; case 970: bar = 0.31; break; case 971: bar = 0.31; break; case 972: bar = 0.31; break; case 973: bar = 0.31; break; case 974: bar = 0.31; break; case 975: bar = 0.31; break; case 976: bar = 0.31; break; case 977: bar = 0.31; break; case 978: bar = 0.3; break; case 979: bar = 0.3; break; case 980: bar = 0.3; break; case 981: bar = 0.3; break; case 982: bar = 0.3; break; case 983: bar = 0.3; break; case 984: bar = 0.3; break; case 985: bar = 0.3; break; case 986: bar = 0.3; break; case 987: bar = 0.29; break; case 988: bar = 0.29; break; case 989: bar = 0.29; break; case 990: bar = 0.29; break; case 991: bar = 0.29; break; case 992: bar = 0.29; break; case 993: bar = 0.29; break; case 994: bar = 0.29; break; case 995: bar = 0.29; break; case 996: bar = 0.28; break; case 997: bar = 0.28; break; case 998: bar = 0.28; break; case 999: bar = 0.28; break; case 1000: bar = 0.28; break; case 1001: bar = 0.28; break; case 1002: bar = 0.28; break; case 1003: bar = 0.28; break; case 1004: bar = 0.28; break; case 1005: bar = 0.27; break; case 1006: bar = 0.27; break; case 1007: bar = 0.27; break; case 1008: bar = 0.27; break; case 1009: bar = 0.27; break; case 1010: bar = 0.27; break; case 1011: bar = 0.27; break; case 1012: bar = 0.27; break; case 1013: bar = 0.27; break; case 1014: bar = 0.26; break; case 1015: bar = 0.26; break; case 1016: bar = 0.26; break; case 1017: bar = 0.26; break; case 1018: bar = 0.26; break; case 1019: bar = 0.26; break; case 1020: bar = 0.26; break; case 1021: bar = 0.26; break; case 1022: bar = 0.26; break; case 1023: bar = 0.26; break; case 1024: bar = 0.25; break;
case 132: bar = 5.83; break; | case 132: bar = 5.83; break; case 133: bar = 5.79; break; case 134: bar = 5.75; break; case 135: bar = 5.71; break; case 136: bar = 5.67; break; case 137: bar = 5.63; break; case 138: bar = 5.59; break; case 139: bar = 5.55; break; case 140: bar = 5.51; break; case 141: bar = 5.47; break; case 142: bar = 5.44; break; case 143: bar = 5.4; break; case 144: bar = 5.37; break; case 145: bar = 5.33; break; case 146: bar = 5.3; break; case 147: bar = 5.26; break; case 148: bar = 5.23; break; case 149: bar = 5.19; break; case 150: bar = 5.16; break; case 151: bar = 5.13; break; case 152: bar = 5.09; break; case 153: bar = 5.06; break; case 154: bar = 5.03; break; case 155: bar = 5; break; case 156: bar = 4.97; break; case 157: bar = 4.94; break; case 158: bar = 4.91; break; case 159: bar = 4.88; break; case 160: bar = 4.85; break; case 161: bar = 4.82; break; case 162: bar = 4.79; break; case 163: bar = 4.76; break; case 164: bar = 4.73; break; case 165: bar = 4.7; break; case 166: bar = 4.68; break; case 167: bar = 4.65; break; case 168: bar = 4.62; break; case 169: bar = 4.59; break; case 170: bar = 4.57; break; case 171: bar = 4.54; break; case 172: bar = 4.52; break; case 173: bar = 4.49; break; case 174: bar = 4.46; break; case 175: bar = 4.44; break; case 176: bar = 4.41; break; case 177: bar = 4.39; break; case 178: bar = 4.36; break; case 179: bar = 4.34; break; case 180: bar = 4.32; break; case 181: bar = 4.29; break; case 182: bar = 4.27; break; case 183: bar = 4.25; break; case 184: bar = 4.22; break; case 185: bar = 4.2; break; case 186: bar = 4.18; break; case 187: bar = 4.15; break; case 188: bar = 4.13; break; case 189: bar = 4.11; break; case 190: bar = 4.09; break; case 191: bar = 4.07; break; case 192: bar = 4.05; break; case 193: bar = 4.02; break; case 194: bar = 4; break; case 195: bar = 3.98; break; case 196: bar = 3.96; break; case 197: bar = 3.94; break; case 198: bar = 3.92; break; case 199: bar = 3.9; break; case 200: bar = 3.88; break; case 201: bar = 3.86; break; case 202: bar = 3.84; break; case 203: bar = 3.82; break; case 204: bar = 3.8; break; case 205: bar = 3.78; break; case 206: bar = 3.77; break; case 207: bar = 3.75; break; case 208: bar = 3.73; break; case 209: bar = 3.71; break; case 210: bar = 3.69; break; case 211: bar = 3.67; break; case 212: bar = 3.66; break; case 213: bar = 3.64; break; case 214: bar = 3.62; break; case 215: bar = 3.6; break; case 216: bar = 3.59; break; case 217: bar = 3.57; break; case 218: bar = 3.55; break; case 219: bar = 3.53; break; case 220: bar = 3.52; break; case 221: bar = 3.5; break; case 222: bar = 3.48; break; case 223: bar = 3.47; break; case 224: bar = 3.45; break; case 225: bar = 3.44; break; case 226: bar = 3.42; break; case 227: bar = 3.4; break; case 228: bar = 3.39; break; case 229: bar = 3.37; break; case 230: bar = 3.36; break; case 231: bar = 3.34; break; case 232: bar = 3.33; break; case 233: bar = 3.31; break; case 234: bar = 3.3; break; case 235: bar = 3.28; break; case 236: bar = 3.27; break; case 237: bar = 3.25; break; case 238: bar = 3.24; break; case 239: bar = 3.22; break; case 240: bar = 3.21; break; case 241: bar = 3.19; break; case 242: bar = 3.18; break; case 243: bar = 3.17; break; case 244: bar = 3.15; break; case 245: bar = 3.14; break; case 246: bar = 3.12; break; case 247: bar = 3.11; break; case 248: bar = 3.1; break; case 249: bar = 3.08; break; case 250: bar = 3.07; break; case 251: bar = 3.06; break; case 252: bar = 3.04; break; case 253: bar = 3.03; break; case 254: bar = 3.02; break; case 255: bar = 3.01; break; case 256: bar = 2.99; break; case 257: bar = 2.98; break; case 258: bar = 2.97; break; case 259: bar = 2.96; break; case 260: bar = 2.94; break; case 261: bar = 2.93; break; case 262: bar = 2.92; break; case 263: bar = 2.91; break; case 264: bar = 2.89; break; case 265: bar = 2.88; break; case 266: bar = 2.87; break; case 267: bar = 2.86; break; case 268: bar = 2.85; break; case 269: bar = 2.83; break; case 270: bar = 2.82; break; case 271: bar = 2.81; break; case 272: bar = 2.8; break; case 273: bar = 2.79; break; case 274: bar = 2.78; break; case 275: bar = 2.77; break; case 276: bar = 2.76; break; case 277: bar = 2.74; break; case 278: bar = 2.73; break; case 279: bar = 2.72; break; case 280: bar = 2.71; break; case 281: bar = 2.7; break; case 282: bar = 2.69; break; case 283: bar = 2.68; break; case 284: bar = 2.67; break; case 285: bar = 2.66; break; case 286: bar = 2.65; break; case 287: bar = 2.64; break; case 288: bar = 2.63; break; case 289: bar = 2.62; break; case 290: bar = 2.61; break; case 291: bar = 2.6; break; case 292: bar = 2.59; break; case 293: bar = 2.58; break; case 294: bar = 2.57; break; case 295: bar = 2.56; break; case 296: bar = 2.55; break; case 297: bar = 2.54; break; case 298: bar = 2.53; break; case 299: bar = 2.52; break; case 300: bar = 2.51; break; case 301: bar = 2.5; break; case 302: bar = 2.49; break; case 303: bar = 2.48; break; case 304: bar = 2.47; break; case 305: bar = 2.46; break; case 306: bar = 2.45; break; case 307: bar = 2.44; break; case 308: bar = 2.43; break; case 309: bar = 2.42; break; case 310: bar = 2.41; break; case 311: bar = 2.41; break; case 312: bar = 2.4; break; case 313: bar = 2.39; break; case 314: bar = 2.38; break; case 315: bar = 2.37; break; case 316: bar = 2.36; break; case 317: bar = 2.35; break; case 318: bar = 2.34; break; case 319: bar = 2.34; break; case 320: bar = 2.33; break; case 321: bar = 2.32; break; case 322: bar = 2.31; break; case 323: bar = 2.3; break; case 324: bar = 2.29; break; case 325: bar = 2.28; break; case 326: bar = 2.28; break; case 327: bar = 2.27; break; case 328: bar = 2.26; break; case 329: bar = 2.25; break; case 330: bar = 2.24; break; case 331: bar = 2.24; break; case 332: bar = 2.23; break; case 333: bar = 2.22; break; case 334: bar = 2.21; break; case 335: bar = 2.2; break; case 336: bar = 2.2; break; case 337: bar = 2.19; break; case 338: bar = 2.18; break; case 339: bar = 2.17; break; case 340: bar = 2.17; break; case 341: bar = 2.16; break; case 342: bar = 2.15; break; case 343: bar = 2.14; break; case 344: bar = 2.13; break; case 345: bar = 2.13; break; case 346: bar = 2.12; break; case 347: bar = 2.11; break; case 348: bar = 2.11; break; case 349: bar = 2.1; break; case 350: bar = 2.09; break; case 351: bar = 2.08; break; case 352: bar = 2.08; break; case 353: bar = 2.07; break; case 354: bar = 2.06; break; case 355: bar = 2.05; break; case 356: bar = 2.05; break; case 357: bar = 2.04; break; case 358: bar = 2.03; break; case 359: bar = 2.03; break; case 360: bar = 2.02; break; case 361: bar = 2.01; break; case 362: bar = 2.01; break; case 363: bar = 2; break; case 364: bar = 1.99; break; case 365: bar = 1.99; break; case 366: bar = 1.98; break; case 367: bar = 1.97; break; case 368: bar = 1.97; break; case 369: bar = 1.96; break; case 370: bar = 1.95; break; case 371: bar = 1.95; break; case 372: bar = 1.94; break; case 373: bar = 1.93; break; case 374: bar = 1.93; break; case 375: bar = 1.92; break; case 376: bar = 1.91; break; case 377: bar = 1.91; break; case 378: bar = 1.9; break; case 379: bar = 1.89; break; case 380: bar = 1.89; break; case 381: bar = 1.88; break; case 382: bar = 1.88; break; case 383: bar = 1.87; break; case 384: bar = 1.86; break; case 385: bar = 1.86; break; case 386: bar = 1.85; break; case 387: bar = 1.85; break; case 388: bar = 1.84; break; case 389: bar = 1.83; break; case 390: bar = 1.83; break; case 391: bar = 1.82; break; case 392: bar = 1.82; break; case 393: bar = 1.81; break; case 394: bar = 1.8; break; case 395: bar = 1.8; break; case 396: bar = 1.79; break; case 397: bar = 1.79; break; case 398: bar = 1.78; break; case 399: bar = 1.77; break; case 400: bar = 1.77; break; case 401: bar = 1.76; break; case 402: bar = 1.76; break; case 403: bar = 1.75; break; case 404: bar = 1.75; break; case 405: bar = 1.74; break; case 406: bar = 1.73; break; case 407: bar = 1.73; break; case 408: bar = 1.72; break; case 409: bar = 1.72; break; case 410: bar = 1.71; break; case 411: bar = 1.71; break; case 412: bar = 1.7; break; case 413: bar = 1.7; break; case 414: bar = 1.69; break; case 415: bar = 1.69; break; case 416: bar = 1.68; break; case 417: bar = 1.67; break; case 418: bar = 1.67; break; case 419: bar = 1.66; break; case 420: bar = 1.66; break; case 421: bar = 1.65; break; case 422: bar = 1.65; break; case 423: bar = 1.64; break; case 424: bar = 1.64; break; case 425: bar = 1.63; break; case 426: bar = 1.63; break; case 427: bar = 1.62; break; case 428: bar = 1.62; break; case 429: bar = 1.61; break; case 430: bar = 1.61; break; case 431: bar = 1.6; break; case 432: bar = 1.6; break; case 433: bar = 1.59; break; case 434: bar = 1.59; break; case 435: bar = 1.58; break; case 436: bar = 1.58; break; case 437: bar = 1.57; break; case 438: bar = 1.57; break; case 439: bar = 1.56; break; case 440: bar = 1.56; break; case 441: bar = 1.55; break; case 442: bar = 1.55; break; case 443: bar = 1.54; break; case 444: bar = 1.54; break; case 445: bar = 1.53; break; case 446: bar = 1.53; break; case 447: bar = 1.53; break; case 448: bar = 1.52; break; case 449: bar = 1.52; break; case 450: bar = 1.51; break; case 451: bar = 1.51; break; case 452: bar = 1.5; break; case 453: bar = 1.5; break; case 454: bar = 1.49; break; case 455: bar = 1.49; break; case 456: bar = 1.48; break; case 457: bar = 1.48; break; case 458: bar = 1.47; break; case 459: bar = 1.47; break; case 460: bar = 1.47; break; case 461: bar = 1.46; break; case 462: bar = 1.46; break; case 463: bar = 1.45; break; case 464: bar = 1.45; break; case 465: bar = 1.44; break; case 466: bar = 1.44; break; case 467: bar = 1.44; break; case 468: bar = 1.43; break; case 469: bar = 1.43; break; case 470: bar = 1.42; break; case 471: bar = 1.42; break; case 472: bar = 1.41; break; case 473: bar = 1.41; break; case 474: bar = 1.41; break; case 475: bar = 1.4; break; case 476: bar = 1.4; break; case 477: bar = 1.39; break; case 478: bar = 1.39; break; case 479: bar = 1.38; break; case 480: bar = 1.38; break; case 481: bar = 1.38; break; case 482: bar = 1.37; break; case 483: bar = 1.37; break; case 484: bar = 1.36; break; case 485: bar = 1.36; break; case 486: bar = 1.36; break; case 487: bar = 1.35; break; case 488: bar = 1.35; break; case 489: bar = 1.34; break; case 490: bar = 1.34; break; case 491: bar = 1.34; break; case 492: bar = 1.33; break; case 493: bar = 1.33; break; case 494: bar = 1.32; break; case 495: bar = 1.32; break; case 496: bar = 1.32; break; case 497: bar = 1.31; break; case 498: bar = 1.31; break; case 499: bar = 1.3; break; case 500: bar = 1.3; break; case 501: bar = 1.3; break; case 502: bar = 1.29; break; case 503: bar = 1.29; break; case 504: bar = 1.29; break; case 505: bar = 1.28; break; case 506: bar = 1.28; break; case 507: bar = 1.27; break; case 508: bar = 1.27; break; case 509: bar = 1.27; break; case 510: bar = 1.26; break; case 511: bar = 1.26; break; case 512: bar = 1.26; break; case 513: bar = 1.25; break; case 514: bar = 1.25; break; case 515: bar = 1.24; break; case 516: bar = 1.24; break; case 517: bar = 1.24; break; case 518: bar = 1.23; break; case 519: bar = 1.23; break; case 520: bar = 1.23; break; case 521: bar = 1.22; break; case 522: bar = 1.22; break; case 523: bar = 1.22; break; case 524: bar = 1.21; break; case 525: bar = 1.21; break; case 526: bar = 1.21; break; case 527: bar = 1.2; break; case 528: bar = 1.2; break; case 529: bar = 1.2; break; case 530: bar = 1.19; break; case 531: bar = 1.19; break; case 532: bar = 1.18; break; case 533: bar = 1.18; break; case 534: bar = 1.18; break; case 535: bar = 1.17; break; case 536: bar = 1.17; break; case 537: bar = 1.17; break; case 538: bar = 1.16; break; case 539: bar = 1.16; break; case 540: bar = 1.16; break; case 541: bar = 1.15; break; case 542: bar = 1.15; break; case 543: bar = 1.15; break; case 544: bar = 1.14; break; case 545: bar = 1.14; break; case 546: bar = 1.14; break; case 547: bar = 1.13; break; case 548: bar = 1.13; break; case 549: bar = 1.13; break; case 550: bar = 1.12; break; case 551: bar = 1.12; break; case 552: bar = 1.12; break; case 553: bar = 1.12; break; case 554: bar = 1.11; break; case 555: bar = 1.11; break; case 556: bar = 1.11; break; case 557: bar = 1.1; break; case 558: bar = 1.1; break; case 559: bar = 1.1; break; case 560: bar = 1.09; break; case 561: bar = 1.09; break; case 562: bar = 1.09; break; case 563: bar = 1.08; break; case 564: bar = 1.08; break; case 565: bar = 1.08; break; case 566: bar = 1.07; break; case 567: bar = 1.07; break; case 568: bar = 1.07; break; case 569: bar = 1.07; break; case 570: bar = 1.06; break; case 571: bar = 1.06; break; case 572: bar = 1.06; break; case 573: bar = 1.05; break; case 574: bar = 1.05; break; case 575: bar = 1.05; break; case 576: bar = 1.04; break; case 577: bar = 1.04; break; case 578: bar = 1.04; break; case 579: bar = 1.04; break; case 580: bar = 1.03; break; case 581: bar = 1.03; break; case 582: bar = 1.03; break; case 583: bar = 1.02; break; case 584: bar = 1.02; break; case 585: bar = 1.02; break; case 586: bar = 1.02; break; case 587: bar = 1.01; break; case 588: bar = 1.01; break; case 589: bar = 1.01; break; case 590: bar = 1; break; case 591: bar = 1; break; case 592: bar = 1; break; case 593: bar = 1; break; case 594: bar = 0.99; break; case 595: bar = 0.99; break; case 596: bar = 0.99; break; case 597: bar = 0.98; break; case 598: bar = 0.98; break; case 599: bar = 0.98; break; case 600: bar = 0.98; break; case 601: bar = 0.97; break; case 602: bar = 0.97; break; case 603: bar = 0.97; break; case 604: bar = 0.96; break; case 605: bar = 0.96; break; case 606: bar = 0.96; break; case 607: bar = 0.96; break; case 608: bar = 0.95; break; case 609: bar = 0.95; break; case 610: bar = 0.95; break; case 611: bar = 0.95; break; case 612: bar = 0.94; break; case 613: bar = 0.94; break; case 614: bar = 0.94; break; case 615: bar = 0.94; break; case 616: bar = 0.93; break; case 617: bar = 0.93; break; case 618: bar = 0.93; break; case 619: bar = 0.92; break; case 620: bar = 0.92; break; case 621: bar = 0.92; break; case 622: bar = 0.92; break; case 623: bar = 0.91; break; case 624: bar = 0.91; break; case 625: bar = 0.91; break; case 626: bar = 0.91; break; case 627: bar = 0.9; break; case 628: bar = 0.9; break; case 629: bar = 0.9; break; case 630: bar = 0.9; break; case 631: bar = 0.89; break; case 632: bar = 0.89; break; case 633: bar = 0.89; break; case 634: bar = 0.89; break; case 635: bar = 0.88; break; case 636: bar = 0.88; break; case 637: bar = 0.88; break; case 638: bar = 0.88; break; case 639: bar = 0.87; break; case 640: bar = 0.87; break; case 641: bar = 0.87; break; case 642: bar = 0.87; break; case 643: bar = 0.86; break; case 644: bar = 0.86; break; case 645: bar = 0.86; break; case 646: bar = 0.86; break; case 647: bar = 0.85; break; case 648: bar = 0.85; break; case 649: bar = 0.85; break; case 650: bar = 0.85; break; case 651: bar = 0.84; break; case 652: bar = 0.84; break; case 653: bar = 0.84; break; case 654: bar = 0.84; break; case 655: bar = 0.84; break; case 656: bar = 0.83; break; case 657: bar = 0.83; break; case 658: bar = 0.83; break; case 659: bar = 0.83; break; case 660: bar = 0.82; break; case 661: bar = 0.82; break; case 662: bar = 0.82; break; case 663: bar = 0.82; break; case 664: bar = 0.81; break; case 665: bar = 0.81; break; case 666: bar = 0.81; break; case 667: bar = 0.81; break; case 668: bar = 0.81; break; case 669: bar = 0.8; break; case 670: bar = 0.8; break; case 671: bar = 0.8; break; case 672: bar = 0.8; break; case 673: bar = 0.79; break; case 674: bar = 0.79; break; case 675: bar = 0.79; break; case 676: bar = 0.79; break; case 677: bar = 0.78; break; case 678: bar = 0.78; break; case 679: bar = 0.78; break; case 680: bar = 0.78; break; case 681: bar = 0.78; break; case 682: bar = 0.77; break; case 683: bar = 0.77; break; case 684: bar = 0.77; break; case 685: bar = 0.77; break; case 686: bar = 0.77; break; case 687: bar = 0.76; break; case 688: bar = 0.76; break; case 689: bar = 0.76; break; case 690: bar = 0.76; break; case 691: bar = 0.75; break; case 692: bar = 0.75; break; case 693: bar = 0.75; break; case 694: bar = 0.75; break; case 695: bar = 0.75; break; case 696: bar = 0.74; break; case 697: bar = 0.74; break; case 698: bar = 0.74; break; case 699: bar = 0.74; break; case 700: bar = 0.74; break; case 701: bar = 0.73; break; case 702: bar = 0.73; break; case 703: bar = 0.73; break; case 704: bar = 0.73; break; case 705: bar = 0.72; break; case 706: bar = 0.72; break; case 707: bar = 0.72; break; case 708: bar = 0.72; break; case 709: bar = 0.72; break; case 710: bar = 0.71; break; case 711: bar = 0.71; break; case 712: bar = 0.71; break; case 713: bar = 0.71; break; case 714: bar = 0.71; break; case 715: bar = 0.7; break; case 716: bar = 0.7; break; case 717: bar = 0.7; break; case 718: bar = 0.7; break; case 719: bar = 0.7; break; case 720: bar = 0.69; break; case 721: bar = 0.69; break; case 722: bar = 0.69; break; case 723: bar = 0.69; break; case 724: bar = 0.69; break; case 725: bar = 0.68; break; case 726: bar = 0.68; break; case 727: bar = 0.68; break; case 728: bar = 0.68; break; case 729: bar = 0.68; break; case 730: bar = 0.67; break; case 731: bar = 0.67; break; case 732: bar = 0.67; break; case 733: bar = 0.67; break; case 734: bar = 0.67; break; case 735: bar = 0.67; break; case 736: bar = 0.66; break; case 737: bar = 0.66; break; case 738: bar = 0.66; break; case 739: bar = 0.66; break; case 740: bar = 0.66; break; case 741: bar = 0.65; break; case 742: bar = 0.65; break; case 743: bar = 0.65; break; case 744: bar = 0.65; break; case 745: bar = 0.65; break; case 746: bar = 0.64; break; case 747: bar = 0.64; break; case 748: bar = 0.64; break; case 749: bar = 0.64; break; case 750: bar = 0.64; break; case 751: bar = 0.64; break; case 752: bar = 0.63; break; case 753: bar = 0.63; break; case 754: bar = 0.63; break; case 755: bar = 0.63; break; case 756: bar = 0.63; break; case 757: bar = 0.62; break; case 758: bar = 0.62; break; case 759: bar = 0.62; break; case 760: bar = 0.62; break; case 761: bar = 0.62; break; case 762: bar = 0.61; break; case 763: bar = 0.61; break; case 764: bar = 0.61; break; case 765: bar = 0.61; break; case 766: bar = 0.61; break; case 767: bar = 0.61; break; case 768: bar = 0.6; break; case 769: bar = 0.6; break; case 770: bar = 0.6; break; case 771: bar = 0.6; break; case 772: bar = 0.6; break; case 773: bar = 0.6; break; case 774: bar = 0.59; break; case 775: bar = 0.59; break; case 776: bar = 0.59; break; case 777: bar = 0.59; break; case 778: bar = 0.59; break; case 779: bar = 0.59; break; case 780: bar = 0.58; break; case 781: bar = 0.58; break; case 782: bar = 0.58; break; case 783: bar = 0.58; break; case 784: bar = 0.58; break; case 785: bar = 0.57; break; case 786: bar = 0.57; break; case 787: bar = 0.57; break; case 788: bar = 0.57; break; case 789: bar = 0.57; break; case 790: bar = 0.57; break; case 791: bar = 0.56; break; case 792: bar = 0.56; break; case 793: bar = 0.56; break; case 794: bar = 0.56; break; case 795: bar = 0.56; break; case 796: bar = 0.56; break; case 797: bar = 0.55; break; case 798: bar = 0.55; break; case 799: bar = 0.55; break; case 800: bar = 0.55; break; case 801: bar = 0.55; break; case 802: bar = 0.55; break; case 803: bar = 0.54; break; case 804: bar = 0.54; break; case 805: bar = 0.54; break; case 806: bar = 0.54; break; case 807: bar = 0.54; break; case 808: bar = 0.54; break; case 809: bar = 0.53; break; case 810: bar = 0.53; break; case 811: bar = 0.53; break; case 812: bar = 0.53; break; case 813: bar = 0.53; break; case 814: bar = 0.53; break; case 815: bar = 0.53; break; case 816: bar = 0.52; break; case 817: bar = 0.52; break; case 818: bar = 0.52; break; case 819: bar = 0.52; break; case 820: bar = 0.52; break; case 821: bar = 0.52; break; case 822: bar = 0.51; break; case 823: bar = 0.51; break; case 824: bar = 0.51; break; case 825: bar = 0.51; break; case 826: bar = 0.51; break; case 827: bar = 0.51; break; case 828: bar = 0.5; break; case 829: bar = 0.5; break; case 830: bar = 0.5; break; case 831: bar = 0.5; break; case 832: bar = 0.5; break; case 833: bar = 0.5; break; case 834: bar = 0.5; break; case 835: bar = 0.49; break; case 836: bar = 0.49; break; case 837: bar = 0.49; break; case 838: bar = 0.49; break; case 839: bar = 0.49; break; case 840: bar = 0.49; break; case 841: bar = 0.48; break; case 842: bar = 0.48; break; case 843: bar = 0.48; break; case 844: bar = 0.48; break; case 845: bar = 0.48; break; case 846: bar = 0.48; break; case 847: bar = 0.48; break; case 848: bar = 0.47; break; case 849: bar = 0.47; break; case 850: bar = 0.47; break; case 851: bar = 0.47; break; case 852: bar = 0.47; break; case 853: bar = 0.47; break; case 854: bar = 0.47; break; case 855: bar = 0.46; break; case 856: bar = 0.46; break; case 857: bar = 0.46; break; case 858: bar = 0.46; break; case 859: bar = 0.46; break; case 860: bar = 0.46; break; case 861: bar = 0.46; break; case 862: bar = 0.45; break; case 863: bar = 0.45; break; case 864: bar = 0.45; break; case 865: bar = 0.45; break; case 866: bar = 0.45; break; case 867: bar = 0.45; break; case 868: bar = 0.45; break; case 869: bar = 0.44; break; case 870: bar = 0.44; break; case 871: bar = 0.44; break; case 872: bar = 0.44; break; case 873: bar = 0.44; break; case 874: bar = 0.44; break; case 875: bar = 0.44; break; case 876: bar = 0.43; break; case 877: bar = 0.43; break; case 878: bar = 0.43; break; case 879: bar = 0.43; break; case 880: bar = 0.43; break; case 881: bar = 0.43; break; case 882: bar = 0.43; break; case 883: bar = 0.42; break; case 884: bar = 0.42; break; case 885: bar = 0.42; break; case 886: bar = 0.42; break; case 887: bar = 0.42; break; case 888: bar = 0.42; break; case 889: bar = 0.42; break; case 890: bar = 0.41; break; case 891: bar = 0.41; break; case 892: bar = 0.41; break; case 893: bar = 0.41; break; case 894: bar = 0.41; break; case 895: bar = 0.41; break; case 896: bar = 0.41; break; case 897: bar = 0.41; break; case 898: bar = 0.4; break; case 899: bar = 0.4; break; case 900: bar = 0.4; break; case 901: bar = 0.4; break; case 902: bar = 0.4; break; case 903: bar = 0.4; break; case 904: bar = 0.4; break; case 905: bar = 0.39; break; case 906: bar = 0.39; break; case 907: bar = 0.39; break; case 908: bar = 0.39; break; case 909: bar = 0.39; break; case 910: bar = 0.39; break; case 911: bar = 0.39; break; case 912: bar = 0.39; break; case 913: bar = 0.38; break; case 914: bar = 0.38; break; case 915: bar = 0.38; break; case 916: bar = 0.38; break; case 917: bar = 0.38; break; case 918: bar = 0.38; break; case 919: bar = 0.38; break; case 920: bar = 0.38; break; case 921: bar = 0.37; break; case 922: bar = 0.37; break; case 923: bar = 0.37; break; case 924: bar = 0.37; break; case 925: bar = 0.37; break; case 926: bar = 0.37; break; case 927: bar = 0.37; break; case 928: bar = 0.37; break; case 929: bar = 0.36; break; case 930: bar = 0.36; break; case 931: bar = 0.36; break; case 932: bar = 0.36; break; case 933: bar = 0.36; break; case 934: bar = 0.36; break; case 935: bar = 0.36; break; case 936: bar = 0.36; break; case 937: bar = 0.35; break; case 938: bar = 0.35; break; case 939: bar = 0.35; break; case 940: bar = 0.35; break; case 941: bar = 0.35; break; case 942: bar = 0.35; break; case 943: bar = 0.35; break; case 944: bar = 0.35; break; case 945: bar = 0.34; break; case 946: bar = 0.34; break; case 947: bar = 0.34; break; case 948: bar = 0.34; break; case 949: bar = 0.34; break; case 950: bar = 0.34; break; case 951: bar = 0.34; break; case 952: bar = 0.34; break; case 953: bar = 0.33; break; case 954: bar = 0.33; break; case 955: bar = 0.33; break; case 956: bar = 0.33; break; case 957: bar = 0.33; break; case 958: bar = 0.33; break; case 959: bar = 0.33; break; case 960: bar = 0.33; break; case 961: bar = 0.32; break; case 962: bar = 0.32; break; case 963: bar = 0.32; break; case 964: bar = 0.32; break; case 965: bar = 0.32; break; case 966: bar = 0.32; break; case 967: bar = 0.32; break; case 968: bar = 0.32; break; case 969: bar = 0.32; break; case 970: bar = 0.31; break; case 971: bar = 0.31; break; case 972: bar = 0.31; break; case 973: bar = 0.31; break; case 974: bar = 0.31; break; case 975: bar = 0.31; break; case 976: bar = 0.31; break; case 977: bar = 0.31; break; case 978: bar = 0.3; break; case 979: bar = 0.3; break; case 980: bar = 0.3; break; case 981: bar = 0.3; break; case 982: bar = 0.3; break; case 983: bar = 0.3; break; case 984: bar = 0.3; break; case 985: bar = 0.3; break; case 986: bar = 0.3; break; case 987: bar = 0.29; break; case 988: bar = 0.29; break; case 989: bar = 0.29; break; case 990: bar = 0.29; break; case 991: bar = 0.29; break; case 992: bar = 0.29; break; case 993: bar = 0.29; break; case 994: bar = 0.29; break; case 995: bar = 0.29; break; case 996: bar = 0.28; break; case 997: bar = 0.28; break; case 998: bar = 0.28; break; case 999: bar = 0.28; break; case 1000: bar = 0.28; break; case 1001: bar = 0.28; break; case 1002: bar = 0.28; break; case 1003: bar = 0.28; break; case 1004: bar = 0.28; break; case 1005: bar = 0.27; break; case 1006: bar = 0.27; break; case 1007: bar = 0.27; break; case 1008: bar = 0.27; break; case 1009: bar = 0.27; break; case 1010: bar = 0.27; break; case 1011: bar = 0.27; break; case 1012: bar = 0.27; break; case 1013: bar = 0.27; break; case 1014: bar = 0.26; break; case 1015: bar = 0.26; break; case 1016: bar = 0.26; break; case 1017: bar = 0.26; break; case 1018: bar = 0.26; break; case 1019: bar = 0.26; break; case 1020: bar = 0.26; break; case 1021: bar = 0.26; break; case 1022: bar = 0.26; break; case 1023: bar = 0.26; break; case 1024: bar = 0.25; break;
case 133: bar = 5.79; break; | case 133: bar = 5.79; break; case 134: bar = 5.75; break; case 135: bar = 5.71; break; case 136: bar = 5.67; break; case 137: bar = 5.63; break; case 138: bar = 5.59; break; case 139: bar = 5.55; break; case 140: bar = 5.51; break; case 141: bar = 5.47; break; case 142: bar = 5.44; break; case 143: bar = 5.4; break; case 144: bar = 5.37; break; case 145: bar = 5.33; break; case 146: bar = 5.3; break; case 147: bar = 5.26; break; case 148: bar = 5.23; break; case 149: bar = 5.19; break; case 150: bar = 5.16; break; case 151: bar = 5.13; break; case 152: bar = 5.09; break; case 153: bar = 5.06; break; case 154: bar = 5.03; break; case 155: bar = 5; break; case 156: bar = 4.97; break; case 157: bar = 4.94; break; case 158: bar = 4.91; break; case 159: bar = 4.88; break; case 160: bar = 4.85; break; case 161: bar = 4.82; break; case 162: bar = 4.79; break; case 163: bar = 4.76; break; case 164: bar = 4.73; break; case 165: bar = 4.7; break; case 166: bar = 4.68; break; case 167: bar = 4.65; break; case 168: bar = 4.62; break; case 169: bar = 4.59; break; case 170: bar = 4.57; break; case 171: bar = 4.54; break; case 172: bar = 4.52; break; case 173: bar = 4.49; break; case 174: bar = 4.46; break; case 175: bar = 4.44; break; case 176: bar = 4.41; break; case 177: bar = 4.39; break; case 178: bar = 4.36; break; case 179: bar = 4.34; break; case 180: bar = 4.32; break; case 181: bar = 4.29; break; case 182: bar = 4.27; break; case 183: bar = 4.25; break; case 184: bar = 4.22; break; case 185: bar = 4.2; break; case 186: bar = 4.18; break; case 187: bar = 4.15; break; case 188: bar = 4.13; break; case 189: bar = 4.11; break; case 190: bar = 4.09; break; case 191: bar = 4.07; break; case 192: bar = 4.05; break; case 193: bar = 4.02; break; case 194: bar = 4; break; case 195: bar = 3.98; break; case 196: bar = 3.96; break; case 197: bar = 3.94; break; case 198: bar = 3.92; break; case 199: bar = 3.9; break; case 200: bar = 3.88; break; case 201: bar = 3.86; break; case 202: bar = 3.84; break; case 203: bar = 3.82; break; case 204: bar = 3.8; break; case 205: bar = 3.78; break; case 206: bar = 3.77; break; case 207: bar = 3.75; break; case 208: bar = 3.73; break; case 209: bar = 3.71; break; case 210: bar = 3.69; break; case 211: bar = 3.67; break; case 212: bar = 3.66; break; case 213: bar = 3.64; break; case 214: bar = 3.62; break; case 215: bar = 3.6; break; case 216: bar = 3.59; break; case 217: bar = 3.57; break; case 218: bar = 3.55; break; case 219: bar = 3.53; break; case 220: bar = 3.52; break; case 221: bar = 3.5; break; case 222: bar = 3.48; break; case 223: bar = 3.47; break; case 224: bar = 3.45; break; case 225: bar = 3.44; break; case 226: bar = 3.42; break; case 227: bar = 3.4; break; case 228: bar = 3.39; break; case 229: bar = 3.37; break; case 230: bar = 3.36; break; case 231: bar = 3.34; break; case 232: bar = 3.33; break; case 233: bar = 3.31; break; case 234: bar = 3.3; break; case 235: bar = 3.28; break; case 236: bar = 3.27; break; case 237: bar = 3.25; break; case 238: bar = 3.24; break; case 239: bar = 3.22; break; case 240: bar = 3.21; break; case 241: bar = 3.19; break; case 242: bar = 3.18; break; case 243: bar = 3.17; break; case 244: bar = 3.15; break; case 245: bar = 3.14; break; case 246: bar = 3.12; break; case 247: bar = 3.11; break; case 248: bar = 3.1; break; case 249: bar = 3.08; break; case 250: bar = 3.07; break; case 251: bar = 3.06; break; case 252: bar = 3.04; break; case 253: bar = 3.03; break; case 254: bar = 3.02; break; case 255: bar = 3.01; break; case 256: bar = 2.99; break; case 257: bar = 2.98; break; case 258: bar = 2.97; break; case 259: bar = 2.96; break; case 260: bar = 2.94; break; case 261: bar = 2.93; break; case 262: bar = 2.92; break; case 263: bar = 2.91; break; case 264: bar = 2.89; break; case 265: bar = 2.88; break; case 266: bar = 2.87; break; case 267: bar = 2.86; break; case 268: bar = 2.85; break; case 269: bar = 2.83; break; case 270: bar = 2.82; break; case 271: bar = 2.81; break; case 272: bar = 2.8; break; case 273: bar = 2.79; break; case 274: bar = 2.78; break; case 275: bar = 2.77; break; case 276: bar = 2.76; break; case 277: bar = 2.74; break; case 278: bar = 2.73; break; case 279: bar = 2.72; break; case 280: bar = 2.71; break; case 281: bar = 2.7; break; case 282: bar = 2.69; break; case 283: bar = 2.68; break; case 284: bar = 2.67; break; case 285: bar = 2.66; break; case 286: bar = 2.65; break; case 287: bar = 2.64; break; case 288: bar = 2.63; break; case 289: bar = 2.62; break; case 290: bar = 2.61; break; case 291: bar = 2.6; break; case 292: bar = 2.59; break; case 293: bar = 2.58; break; case 294: bar = 2.57; break; case 295: bar = 2.56; break; case 296: bar = 2.55; break; case 297: bar = 2.54; break; case 298: bar = 2.53; break; case 299: bar = 2.52; break; case 300: bar = 2.51; break; case 301: bar = 2.5; break; case 302: bar = 2.49; break; case 303: bar = 2.48; break; case 304: bar = 2.47; break; case 305: bar = 2.46; break; case 306: bar = 2.45; break; case 307: bar = 2.44; break; case 308: bar = 2.43; break; case 309: bar = 2.42; break; case 310: bar = 2.41; break; case 311: bar = 2.41; break; case 312: bar = 2.4; break; case 313: bar = 2.39; break; case 314: bar = 2.38; break; case 315: bar = 2.37; break; case 316: bar = 2.36; break; case 317: bar = 2.35; break; case 318: bar = 2.34; break; case 319: bar = 2.34; break; case 320: bar = 2.33; break; case 321: bar = 2.32; break; case 322: bar = 2.31; break; case 323: bar = 2.3; break; case 324: bar = 2.29; break; case 325: bar = 2.28; break; case 326: bar = 2.28; break; case 327: bar = 2.27; break; case 328: bar = 2.26; break; case 329: bar = 2.25; break; case 330: bar = 2.24; break; case 331: bar = 2.24; break; case 332: bar = 2.23; break; case 333: bar = 2.22; break; case 334: bar = 2.21; break; case 335: bar = 2.2; break; case 336: bar = 2.2; break; case 337: bar = 2.19; break; case 338: bar = 2.18; break; case 339: bar = 2.17; break; case 340: bar = 2.17; break; case 341: bar = 2.16; break; case 342: bar = 2.15; break; case 343: bar = 2.14; break; case 344: bar = 2.13; break; case 345: bar = 2.13; break; case 346: bar = 2.12; break; case 347: bar = 2.11; break; case 348: bar = 2.11; break; case 349: bar = 2.1; break; case 350: bar = 2.09; break; case 351: bar = 2.08; break; case 352: bar = 2.08; break; case 353: bar = 2.07; break; case 354: bar = 2.06; break; case 355: bar = 2.05; break; case 356: bar = 2.05; break; case 357: bar = 2.04; break; case 358: bar = 2.03; break; case 359: bar = 2.03; break; case 360: bar = 2.02; break; case 361: bar = 2.01; break; case 362: bar = 2.01; break; case 363: bar = 2; break; case 364: bar = 1.99; break; case 365: bar = 1.99; break; case 366: bar = 1.98; break; case 367: bar = 1.97; break; case 368: bar = 1.97; break; case 369: bar = 1.96; break; case 370: bar = 1.95; break; case 371: bar = 1.95; break; case 372: bar = 1.94; break; case 373: bar = 1.93; break; case 374: bar = 1.93; break; case 375: bar = 1.92; break; case 376: bar = 1.91; break; case 377: bar = 1.91; break; case 378: bar = 1.9; break; case 379: bar = 1.89; break; case 380: bar = 1.89; break; case 381: bar = 1.88; break; case 382: bar = 1.88; break; case 383: bar = 1.87; break; case 384: bar = 1.86; break; case 385: bar = 1.86; break; case 386: bar = 1.85; break; case 387: bar = 1.85; break; case 388: bar = 1.84; break; case 389: bar = 1.83; break; case 390: bar = 1.83; break; case 391: bar = 1.82; break; case 392: bar = 1.82; break; case 393: bar = 1.81; break; case 394: bar = 1.8; break; case 395: bar = 1.8; break; case 396: bar = 1.79; break; case 397: bar = 1.79; break; case 398: bar = 1.78; break; case 399: bar = 1.77; break; case 400: bar = 1.77; break; case 401: bar = 1.76; break; case 402: bar = 1.76; break; case 403: bar = 1.75; break; case 404: bar = 1.75; break; case 405: bar = 1.74; break; case 406: bar = 1.73; break; case 407: bar = 1.73; break; case 408: bar = 1.72; break; case 409: bar = 1.72; break; case 410: bar = 1.71; break; case 411: bar = 1.71; break; case 412: bar = 1.7; break; case 413: bar = 1.7; break; case 414: bar = 1.69; break; case 415: bar = 1.69; break; case 416: bar = 1.68; break; case 417: bar = 1.67; break; case 418: bar = 1.67; break; case 419: bar = 1.66; break; case 420: bar = 1.66; break; case 421: bar = 1.65; break; case 422: bar = 1.65; break; case 423: bar = 1.64; break; case 424: bar = 1.64; break; case 425: bar = 1.63; break; case 426: bar = 1.63; break; case 427: bar = 1.62; break; case 428: bar = 1.62; break; case 429: bar = 1.61; break; case 430: bar = 1.61; break; case 431: bar = 1.6; break; case 432: bar = 1.6; break; case 433: bar = 1.59; break; case 434: bar = 1.59; break; case 435: bar = 1.58; break; case 436: bar = 1.58; break; case 437: bar = 1.57; break; case 438: bar = 1.57; break; case 439: bar = 1.56; break; case 440: bar = 1.56; break; case 441: bar = 1.55; break; case 442: bar = 1.55; break; case 443: bar = 1.54; break; case 444: bar = 1.54; break; case 445: bar = 1.53; break; case 446: bar = 1.53; break; case 447: bar = 1.53; break; case 448: bar = 1.52; break; case 449: bar = 1.52; break; case 450: bar = 1.51; break; case 451: bar = 1.51; break; case 452: bar = 1.5; break; case 453: bar = 1.5; break; case 454: bar = 1.49; break; case 455: bar = 1.49; break; case 456: bar = 1.48; break; case 457: bar = 1.48; break; case 458: bar = 1.47; break; case 459: bar = 1.47; break; case 460: bar = 1.47; break; case 461: bar = 1.46; break; case 462: bar = 1.46; break; case 463: bar = 1.45; break; case 464: bar = 1.45; break; case 465: bar = 1.44; break; case 466: bar = 1.44; break; case 467: bar = 1.44; break; case 468: bar = 1.43; break; case 469: bar = 1.43; break; case 470: bar = 1.42; break; case 471: bar = 1.42; break; case 472: bar = 1.41; break; case 473: bar = 1.41; break; case 474: bar = 1.41; break; case 475: bar = 1.4; break; case 476: bar = 1.4; break; case 477: bar = 1.39; break; case 478: bar = 1.39; break; case 479: bar = 1.38; break; case 480: bar = 1.38; break; case 481: bar = 1.38; break; case 482: bar = 1.37; break; case 483: bar = 1.37; break; case 484: bar = 1.36; break; case 485: bar = 1.36; break; case 486: bar = 1.36; break; case 487: bar = 1.35; break; case 488: bar = 1.35; break; case 489: bar = 1.34; break; case 490: bar = 1.34; break; case 491: bar = 1.34; break; case 492: bar = 1.33; break; case 493: bar = 1.33; break; case 494: bar = 1.32; break; case 495: bar = 1.32; break; case 496: bar = 1.32; break; case 497: bar = 1.31; break; case 498: bar = 1.31; break; case 499: bar = 1.3; break; case 500: bar = 1.3; break; case 501: bar = 1.3; break; case 502: bar = 1.29; break; case 503: bar = 1.29; break; case 504: bar = 1.29; break; case 505: bar = 1.28; break; case 506: bar = 1.28; break; case 507: bar = 1.27; break; case 508: bar = 1.27; break; case 509: bar = 1.27; break; case 510: bar = 1.26; break; case 511: bar = 1.26; break; case 512: bar = 1.26; break; case 513: bar = 1.25; break; case 514: bar = 1.25; break; case 515: bar = 1.24; break; case 516: bar = 1.24; break; case 517: bar = 1.24; break; case 518: bar = 1.23; break; case 519: bar = 1.23; break; case 520: bar = 1.23; break; case 521: bar = 1.22; break; case 522: bar = 1.22; break; case 523: bar = 1.22; break; case 524: bar = 1.21; break; case 525: bar = 1.21; break; case 526: bar = 1.21; break; case 527: bar = 1.2; break; case 528: bar = 1.2; break; case 529: bar = 1.2; break; case 530: bar = 1.19; break; case 531: bar = 1.19; break; case 532: bar = 1.18; break; case 533: bar = 1.18; break; case 534: bar = 1.18; break; case 535: bar = 1.17; break; case 536: bar = 1.17; break; case 537: bar = 1.17; break; case 538: bar = 1.16; break; case 539: bar = 1.16; break; case 540: bar = 1.16; break; case 541: bar = 1.15; break; case 542: bar = 1.15; break; case 543: bar = 1.15; break; case 544: bar = 1.14; break; case 545: bar = 1.14; break; case 546: bar = 1.14; break; case 547: bar = 1.13; break; case 548: bar = 1.13; break; case 549: bar = 1.13; break; case 550: bar = 1.12; break; case 551: bar = 1.12; break; case 552: bar = 1.12; break; case 553: bar = 1.12; break; case 554: bar = 1.11; break; case 555: bar = 1.11; break; case 556: bar = 1.11; break; case 557: bar = 1.1; break; case 558: bar = 1.1; break; case 559: bar = 1.1; break; case 560: bar = 1.09; break; case 561: bar = 1.09; break; case 562: bar = 1.09; break; case 563: bar = 1.08; break; case 564: bar = 1.08; break; case 565: bar = 1.08; break; case 566: bar = 1.07; break; case 567: bar = 1.07; break; case 568: bar = 1.07; break; case 569: bar = 1.07; break; case 570: bar = 1.06; break; case 571: bar = 1.06; break; case 572: bar = 1.06; break; case 573: bar = 1.05; break; case 574: bar = 1.05; break; case 575: bar = 1.05; break; case 576: bar = 1.04; break; case 577: bar = 1.04; break; case 578: bar = 1.04; break; case 579: bar = 1.04; break; case 580: bar = 1.03; break; case 581: bar = 1.03; break; case 582: bar = 1.03; break; case 583: bar = 1.02; break; case 584: bar = 1.02; break; case 585: bar = 1.02; break; case 586: bar = 1.02; break; case 587: bar = 1.01; break; case 588: bar = 1.01; break; case 589: bar = 1.01; break; case 590: bar = 1; break; case 591: bar = 1; break; case 592: bar = 1; break; case 593: bar = 1; break; case 594: bar = 0.99; break; case 595: bar = 0.99; break; case 596: bar = 0.99; break; case 597: bar = 0.98; break; case 598: bar = 0.98; break; case 599: bar = 0.98; break; case 600: bar = 0.98; break; case 601: bar = 0.97; break; case 602: bar = 0.97; break; case 603: bar = 0.97; break; case 604: bar = 0.96; break; case 605: bar = 0.96; break; case 606: bar = 0.96; break; case 607: bar = 0.96; break; case 608: bar = 0.95; break; case 609: bar = 0.95; break; case 610: bar = 0.95; break; case 611: bar = 0.95; break; case 612: bar = 0.94; break; case 613: bar = 0.94; break; case 614: bar = 0.94; break; case 615: bar = 0.94; break; case 616: bar = 0.93; break; case 617: bar = 0.93; break; case 618: bar = 0.93; break; case 619: bar = 0.92; break; case 620: bar = 0.92; break; case 621: bar = 0.92; break; case 622: bar = 0.92; break; case 623: bar = 0.91; break; case 624: bar = 0.91; break; case 625: bar = 0.91; break; case 626: bar = 0.91; break; case 627: bar = 0.9; break; case 628: bar = 0.9; break; case 629: bar = 0.9; break; case 630: bar = 0.9; break; case 631: bar = 0.89; break; case 632: bar = 0.89; break; case 633: bar = 0.89; break; case 634: bar = 0.89; break; case 635: bar = 0.88; break; case 636: bar = 0.88; break; case 637: bar = 0.88; break; case 638: bar = 0.88; break; case 639: bar = 0.87; break; case 640: bar = 0.87; break; case 641: bar = 0.87; break; case 642: bar = 0.87; break; case 643: bar = 0.86; break; case 644: bar = 0.86; break; case 645: bar = 0.86; break; case 646: bar = 0.86; break; case 647: bar = 0.85; break; case 648: bar = 0.85; break; case 649: bar = 0.85; break; case 650: bar = 0.85; break; case 651: bar = 0.84; break; case 652: bar = 0.84; break; case 653: bar = 0.84; break; case 654: bar = 0.84; break; case 655: bar = 0.84; break; case 656: bar = 0.83; break; case 657: bar = 0.83; break; case 658: bar = 0.83; break; case 659: bar = 0.83; break; case 660: bar = 0.82; break; case 661: bar = 0.82; break; case 662: bar = 0.82; break; case 663: bar = 0.82; break; case 664: bar = 0.81; break; case 665: bar = 0.81; break; case 666: bar = 0.81; break; case 667: bar = 0.81; break; case 668: bar = 0.81; break; case 669: bar = 0.8; break; case 670: bar = 0.8; break; case 671: bar = 0.8; break; case 672: bar = 0.8; break; case 673: bar = 0.79; break; case 674: bar = 0.79; break; case 675: bar = 0.79; break; case 676: bar = 0.79; break; case 677: bar = 0.78; break; case 678: bar = 0.78; break; case 679: bar = 0.78; break; case 680: bar = 0.78; break; case 681: bar = 0.78; break; case 682: bar = 0.77; break; case 683: bar = 0.77; break; case 684: bar = 0.77; break; case 685: bar = 0.77; break; case 686: bar = 0.77; break; case 687: bar = 0.76; break; case 688: bar = 0.76; break; case 689: bar = 0.76; break; case 690: bar = 0.76; break; case 691: bar = 0.75; break; case 692: bar = 0.75; break; case 693: bar = 0.75; break; case 694: bar = 0.75; break; case 695: bar = 0.75; break; case 696: bar = 0.74; break; case 697: bar = 0.74; break; case 698: bar = 0.74; break; case 699: bar = 0.74; break; case 700: bar = 0.74; break; case 701: bar = 0.73; break; case 702: bar = 0.73; break; case 703: bar = 0.73; break; case 704: bar = 0.73; break; case 705: bar = 0.72; break; case 706: bar = 0.72; break; case 707: bar = 0.72; break; case 708: bar = 0.72; break; case 709: bar = 0.72; break; case 710: bar = 0.71; break; case 711: bar = 0.71; break; case 712: bar = 0.71; break; case 713: bar = 0.71; break; case 714: bar = 0.71; break; case 715: bar = 0.7; break; case 716: bar = 0.7; break; case 717: bar = 0.7; break; case 718: bar = 0.7; break; case 719: bar = 0.7; break; case 720: bar = 0.69; break; case 721: bar = 0.69; break; case 722: bar = 0.69; break; case 723: bar = 0.69; break; case 724: bar = 0.69; break; case 725: bar = 0.68; break; case 726: bar = 0.68; break; case 727: bar = 0.68; break; case 728: bar = 0.68; break; case 729: bar = 0.68; break; case 730: bar = 0.67; break; case 731: bar = 0.67; break; case 732: bar = 0.67; break; case 733: bar = 0.67; break; case 734: bar = 0.67; break; case 735: bar = 0.67; break; case 736: bar = 0.66; break; case 737: bar = 0.66; break; case 738: bar = 0.66; break; case 739: bar = 0.66; break; case 740: bar = 0.66; break; case 741: bar = 0.65; break; case 742: bar = 0.65; break; case 743: bar = 0.65; break; case 744: bar = 0.65; break; case 745: bar = 0.65; break; case 746: bar = 0.64; break; case 747: bar = 0.64; break; case 748: bar = 0.64; break; case 749: bar = 0.64; break; case 750: bar = 0.64; break; case 751: bar = 0.64; break; case 752: bar = 0.63; break; case 753: bar = 0.63; break; case 754: bar = 0.63; break; case 755: bar = 0.63; break; case 756: bar = 0.63; break; case 757: bar = 0.62; break; case 758: bar = 0.62; break; case 759: bar = 0.62; break; case 760: bar = 0.62; break; case 761: bar = 0.62; break; case 762: bar = 0.61; break; case 763: bar = 0.61; break; case 764: bar = 0.61; break; case 765: bar = 0.61; break; case 766: bar = 0.61; break; case 767: bar = 0.61; break; case 768: bar = 0.6; break; case 769: bar = 0.6; break; case 770: bar = 0.6; break; case 771: bar = 0.6; break; case 772: bar = 0.6; break; case 773: bar = 0.6; break; case 774: bar = 0.59; break; case 775: bar = 0.59; break; case 776: bar = 0.59; break; case 777: bar = 0.59; break; case 778: bar = 0.59; break; case 779: bar = 0.59; break; case 780: bar = 0.58; break; case 781: bar = 0.58; break; case 782: bar = 0.58; break; case 783: bar = 0.58; break; case 784: bar = 0.58; break; case 785: bar = 0.57; break; case 786: bar = 0.57; break; case 787: bar = 0.57; break; case 788: bar = 0.57; break; case 789: bar = 0.57; break; case 790: bar = 0.57; break; case 791: bar = 0.56; break; case 792: bar = 0.56; break; case 793: bar = 0.56; break; case 794: bar = 0.56; break; case 795: bar = 0.56; break; case 796: bar = 0.56; break; case 797: bar = 0.55; break; case 798: bar = 0.55; break; case 799: bar = 0.55; break; case 800: bar = 0.55; break; case 801: bar = 0.55; break; case 802: bar = 0.55; break; case 803: bar = 0.54; break; case 804: bar = 0.54; break; case 805: bar = 0.54; break; case 806: bar = 0.54; break; case 807: bar = 0.54; break; case 808: bar = 0.54; break; case 809: bar = 0.53; break; case 810: bar = 0.53; break; case 811: bar = 0.53; break; case 812: bar = 0.53; break; case 813: bar = 0.53; break; case 814: bar = 0.53; break; case 815: bar = 0.53; break; case 816: bar = 0.52; break; case 817: bar = 0.52; break; case 818: bar = 0.52; break; case 819: bar = 0.52; break; case 820: bar = 0.52; break; case 821: bar = 0.52; break; case 822: bar = 0.51; break; case 823: bar = 0.51; break; case 824: bar = 0.51; break; case 825: bar = 0.51; break; case 826: bar = 0.51; break; case 827: bar = 0.51; break; case 828: bar = 0.5; break; case 829: bar = 0.5; break; case 830: bar = 0.5; break; case 831: bar = 0.5; break; case 832: bar = 0.5; break; case 833: bar = 0.5; break; case 834: bar = 0.5; break; case 835: bar = 0.49; break; case 836: bar = 0.49; break; case 837: bar = 0.49; break; case 838: bar = 0.49; break; case 839: bar = 0.49; break; case 840: bar = 0.49; break; case 841: bar = 0.48; break; case 842: bar = 0.48; break; case 843: bar = 0.48; break; case 844: bar = 0.48; break; case 845: bar = 0.48; break; case 846: bar = 0.48; break; case 847: bar = 0.48; break; case 848: bar = 0.47; break; case 849: bar = 0.47; break; case 850: bar = 0.47; break; case 851: bar = 0.47; break; case 852: bar = 0.47; break; case 853: bar = 0.47; break; case 854: bar = 0.47; break; case 855: bar = 0.46; break; case 856: bar = 0.46; break; case 857: bar = 0.46; break; case 858: bar = 0.46; break; case 859: bar = 0.46; break; case 860: bar = 0.46; break; case 861: bar = 0.46; break; case 862: bar = 0.45; break; case 863: bar = 0.45; break; case 864: bar = 0.45; break; case 865: bar = 0.45; break; case 866: bar = 0.45; break; case 867: bar = 0.45; break; case 868: bar = 0.45; break; case 869: bar = 0.44; break; case 870: bar = 0.44; break; case 871: bar = 0.44; break; case 872: bar = 0.44; break; case 873: bar = 0.44; break; case 874: bar = 0.44; break; case 875: bar = 0.44; break; case 876: bar = 0.43; break; case 877: bar = 0.43; break; case 878: bar = 0.43; break; case 879: bar = 0.43; break; case 880: bar = 0.43; break; case 881: bar = 0.43; break; case 882: bar = 0.43; break; case 883: bar = 0.42; break; case 884: bar = 0.42; break; case 885: bar = 0.42; break; case 886: bar = 0.42; break; case 887: bar = 0.42; break; case 888: bar = 0.42; break; case 889: bar = 0.42; break; case 890: bar = 0.41; break; case 891: bar = 0.41; break; case 892: bar = 0.41; break; case 893: bar = 0.41; break; case 894: bar = 0.41; break; case 895: bar = 0.41; break; case 896: bar = 0.41; break; case 897: bar = 0.41; break; case 898: bar = 0.4; break; case 899: bar = 0.4; break; case 900: bar = 0.4; break; case 901: bar = 0.4; break; case 902: bar = 0.4; break; case 903: bar = 0.4; break; case 904: bar = 0.4; break; case 905: bar = 0.39; break; case 906: bar = 0.39; break; case 907: bar = 0.39; break; case 908: bar = 0.39; break; case 909: bar = 0.39; break; case 910: bar = 0.39; break; case 911: bar = 0.39; break; case 912: bar = 0.39; break; case 913: bar = 0.38; break; case 914: bar = 0.38; break; case 915: bar = 0.38; break; case 916: bar = 0.38; break; case 917: bar = 0.38; break; case 918: bar = 0.38; break; case 919: bar = 0.38; break; case 920: bar = 0.38; break; case 921: bar = 0.37; break; case 922: bar = 0.37; break; case 923: bar = 0.37; break; case 924: bar = 0.37; break; case 925: bar = 0.37; break; case 926: bar = 0.37; break; case 927: bar = 0.37; break; case 928: bar = 0.37; break; case 929: bar = 0.36; break; case 930: bar = 0.36; break; case 931: bar = 0.36; break; case 932: bar = 0.36; break; case 933: bar = 0.36; break; case 934: bar = 0.36; break; case 935: bar = 0.36; break; case 936: bar = 0.36; break; case 937: bar = 0.35; break; case 938: bar = 0.35; break; case 939: bar = 0.35; break; case 940: bar = 0.35; break; case 941: bar = 0.35; break; case 942: bar = 0.35; break; case 943: bar = 0.35; break; case 944: bar = 0.35; break; case 945: bar = 0.34; break; case 946: bar = 0.34; break; case 947: bar = 0.34; break; case 948: bar = 0.34; break; case 949: bar = 0.34; break; case 950: bar = 0.34; break; case 951: bar = 0.34; break; case 952: bar = 0.34; break; case 953: bar = 0.33; break; case 954: bar = 0.33; break; case 955: bar = 0.33; break; case 956: bar = 0.33; break; case 957: bar = 0.33; break; case 958: bar = 0.33; break; case 959: bar = 0.33; break; case 960: bar = 0.33; break; case 961: bar = 0.32; break; case 962: bar = 0.32; break; case 963: bar = 0.32; break; case 964: bar = 0.32; break; case 965: bar = 0.32; break; case 966: bar = 0.32; break; case 967: bar = 0.32; break; case 968: bar = 0.32; break; case 969: bar = 0.32; break; case 970: bar = 0.31; break; case 971: bar = 0.31; break; case 972: bar = 0.31; break; case 973: bar = 0.31; break; case 974: bar = 0.31; break; case 975: bar = 0.31; break; case 976: bar = 0.31; break; case 977: bar = 0.31; break; case 978: bar = 0.3; break; case 979: bar = 0.3; break; case 980: bar = 0.3; break; case 981: bar = 0.3; break; case 982: bar = 0.3; break; case 983: bar = 0.3; break; case 984: bar = 0.3; break; case 985: bar = 0.3; break; case 986: bar = 0.3; break; case 987: bar = 0.29; break; case 988: bar = 0.29; break; case 989: bar = 0.29; break; case 990: bar = 0.29; break; case 991: bar = 0.29; break; case 992: bar = 0.29; break; case 993: bar = 0.29; break; case 994: bar = 0.29; break; case 995: bar = 0.29; break; case 996: bar = 0.28; break; case 997: bar = 0.28; break; case 998: bar = 0.28; break; case 999: bar = 0.28; break; case 1000: bar = 0.28; break; case 1001: bar = 0.28; break; case 1002: bar = 0.28; break; case 1003: bar = 0.28; break; case 1004: bar = 0.28; break; case 1005: bar = 0.27; break; case 1006: bar = 0.27; break; case 1007: bar = 0.27; break; case 1008: bar = 0.27; break; case 1009: bar = 0.27; break; case 1010: bar = 0.27; break; case 1011: bar = 0.27; break; case 1012: bar = 0.27; break; case 1013: bar = 0.27; break; case 1014: bar = 0.26; break; case 1015: bar = 0.26; break; case 1016: bar = 0.26; break; case 1017: bar = 0.26; break; case 1018: bar = 0.26; break; case 1019: bar = 0.26; break; case 1020: bar = 0.26; break; case 1021: bar = 0.26; break; case 1022: bar = 0.26; break; case 1023: bar = 0.26; break; case 1024: bar = 0.25; break;
case 134: bar = 5.75; break; | case 134: bar = 5.75; break; case 135: bar = 5.71; break; case 136: bar = 5.67; break; case 137: bar = 5.63; break; case 138: bar = 5.59; break; case 139: bar = 5.55; break; case 140: bar = 5.51; break; case 141: bar = 5.47; break; case 142: bar = 5.44; break; case 143: bar = 5.4; break; case 144: bar = 5.37; break; case 145: bar = 5.33; break; case 146: bar = 5.3; break; case 147: bar = 5.26; break; case 148: bar = 5.23; break; case 149: bar = 5.19; break; case 150: bar = 5.16; break; case 151: bar = 5.13; break; case 152: bar = 5.09; break; case 153: bar = 5.06; break; case 154: bar = 5.03; break; case 155: bar = 5; break; case 156: bar = 4.97; break; case 157: bar = 4.94; break; case 158: bar = 4.91; break; case 159: bar = 4.88; break; case 160: bar = 4.85; break; case 161: bar = 4.82; break; case 162: bar = 4.79; break; case 163: bar = 4.76; break; case 164: bar = 4.73; break; case 165: bar = 4.7; break; case 166: bar = 4.68; break; case 167: bar = 4.65; break; case 168: bar = 4.62; break; case 169: bar = 4.59; break; case 170: bar = 4.57; break; case 171: bar = 4.54; break; case 172: bar = 4.52; break; case 173: bar = 4.49; break; case 174: bar = 4.46; break; case 175: bar = 4.44; break; case 176: bar = 4.41; break; case 177: bar = 4.39; break; case 178: bar = 4.36; break; case 179: bar = 4.34; break; case 180: bar = 4.32; break; case 181: bar = 4.29; break; case 182: bar = 4.27; break; case 183: bar = 4.25; break; case 184: bar = 4.22; break; case 185: bar = 4.2; break; case 186: bar = 4.18; break; case 187: bar = 4.15; break; case 188: bar = 4.13; break; case 189: bar = 4.11; break; case 190: bar = 4.09; break; case 191: bar = 4.07; break; case 192: bar = 4.05; break; case 193: bar = 4.02; break; case 194: bar = 4; break; case 195: bar = 3.98; break; case 196: bar = 3.96; break; case 197: bar = 3.94; break; case 198: bar = 3.92; break; case 199: bar = 3.9; break; case 200: bar = 3.88; break; case 201: bar = 3.86; break; case 202: bar = 3.84; break; case 203: bar = 3.82; break; case 204: bar = 3.8; break; case 205: bar = 3.78; break; case 206: bar = 3.77; break; case 207: bar = 3.75; break; case 208: bar = 3.73; break; case 209: bar = 3.71; break; case 210: bar = 3.69; break; case 211: bar = 3.67; break; case 212: bar = 3.66; break; case 213: bar = 3.64; break; case 214: bar = 3.62; break; case 215: bar = 3.6; break; case 216: bar = 3.59; break; case 217: bar = 3.57; break; case 218: bar = 3.55; break; case 219: bar = 3.53; break; case 220: bar = 3.52; break; case 221: bar = 3.5; break; case 222: bar = 3.48; break; case 223: bar = 3.47; break; case 224: bar = 3.45; break; case 225: bar = 3.44; break; case 226: bar = 3.42; break; case 227: bar = 3.4; break; case 228: bar = 3.39; break; case 229: bar = 3.37; break; case 230: bar = 3.36; break; case 231: bar = 3.34; break; case 232: bar = 3.33; break; case 233: bar = 3.31; break; case 234: bar = 3.3; break; case 235: bar = 3.28; break; case 236: bar = 3.27; break; case 237: bar = 3.25; break; case 238: bar = 3.24; break; case 239: bar = 3.22; break; case 240: bar = 3.21; break; case 241: bar = 3.19; break; case 242: bar = 3.18; break; case 243: bar = 3.17; break; case 244: bar = 3.15; break; case 245: bar = 3.14; break; case 246: bar = 3.12; break; case 247: bar = 3.11; break; case 248: bar = 3.1; break; case 249: bar = 3.08; break; case 250: bar = 3.07; break; case 251: bar = 3.06; break; case 252: bar = 3.04; break; case 253: bar = 3.03; break; case 254: bar = 3.02; break; case 255: bar = 3.01; break; case 256: bar = 2.99; break; case 257: bar = 2.98; break; case 258: bar = 2.97; break; case 259: bar = 2.96; break; case 260: bar = 2.94; break; case 261: bar = 2.93; break; case 262: bar = 2.92; break; case 263: bar = 2.91; break; case 264: bar = 2.89; break; case 265: bar = 2.88; break; case 266: bar = 2.87; break; case 267: bar = 2.86; break; case 268: bar = 2.85; break; case 269: bar = 2.83; break; case 270: bar = 2.82; break; case 271: bar = 2.81; break; case 272: bar = 2.8; break; case 273: bar = 2.79; break; case 274: bar = 2.78; break; case 275: bar = 2.77; break; case 276: bar = 2.76; break; case 277: bar = 2.74; break; case 278: bar = 2.73; break; case 279: bar = 2.72; break; case 280: bar = 2.71; break; case 281: bar = 2.7; break; case 282: bar = 2.69; break; case 283: bar = 2.68; break; case 284: bar = 2.67; break; case 285: bar = 2.66; break; case 286: bar = 2.65; break; case 287: bar = 2.64; break; case 288: bar = 2.63; break; case 289: bar = 2.62; break; case 290: bar = 2.61; break; case 291: bar = 2.6; break; case 292: bar = 2.59; break; case 293: bar = 2.58; break; case 294: bar = 2.57; break; case 295: bar = 2.56; break; case 296: bar = 2.55; break; case 297: bar = 2.54; break; case 298: bar = 2.53; break; case 299: bar = 2.52; break; case 300: bar = 2.51; break; case 301: bar = 2.5; break; case 302: bar = 2.49; break; case 303: bar = 2.48; break; case 304: bar = 2.47; break; case 305: bar = 2.46; break; case 306: bar = 2.45; break; case 307: bar = 2.44; break; case 308: bar = 2.43; break; case 309: bar = 2.42; break; case 310: bar = 2.41; break; case 311: bar = 2.41; break; case 312: bar = 2.4; break; case 313: bar = 2.39; break; case 314: bar = 2.38; break; case 315: bar = 2.37; break; case 316: bar = 2.36; break; case 317: bar = 2.35; break; case 318: bar = 2.34; break; case 319: bar = 2.34; break; case 320: bar = 2.33; break; case 321: bar = 2.32; break; case 322: bar = 2.31; break; case 323: bar = 2.3; break; case 324: bar = 2.29; break; case 325: bar = 2.28; break; case 326: bar = 2.28; break; case 327: bar = 2.27; break; case 328: bar = 2.26; break; case 329: bar = 2.25; break; case 330: bar = 2.24; break; case 331: bar = 2.24; break; case 332: bar = 2.23; break; case 333: bar = 2.22; break; case 334: bar = 2.21; break; case 335: bar = 2.2; break; case 336: bar = 2.2; break; case 337: bar = 2.19; break; case 338: bar = 2.18; break; case 339: bar = 2.17; break; case 340: bar = 2.17; break; case 341: bar = 2.16; break; case 342: bar = 2.15; break; case 343: bar = 2.14; break; case 344: bar = 2.13; break; case 345: bar = 2.13; break; case 346: bar = 2.12; break; case 347: bar = 2.11; break; case 348: bar = 2.11; break; case 349: bar = 2.1; break; case 350: bar = 2.09; break; case 351: bar = 2.08; break; case 352: bar = 2.08; break; case 353: bar = 2.07; break; case 354: bar = 2.06; break; case 355: bar = 2.05; break; case 356: bar = 2.05; break; case 357: bar = 2.04; break; case 358: bar = 2.03; break; case 359: bar = 2.03; break; case 360: bar = 2.02; break; case 361: bar = 2.01; break; case 362: bar = 2.01; break; case 363: bar = 2; break; case 364: bar = 1.99; break; case 365: bar = 1.99; break; case 366: bar = 1.98; break; case 367: bar = 1.97; break; case 368: bar = 1.97; break; case 369: bar = 1.96; break; case 370: bar = 1.95; break; case 371: bar = 1.95; break; case 372: bar = 1.94; break; case 373: bar = 1.93; break; case 374: bar = 1.93; break; case 375: bar = 1.92; break; case 376: bar = 1.91; break; case 377: bar = 1.91; break; case 378: bar = 1.9; break; case 379: bar = 1.89; break; case 380: bar = 1.89; break; case 381: bar = 1.88; break; case 382: bar = 1.88; break; case 383: bar = 1.87; break; case 384: bar = 1.86; break; case 385: bar = 1.86; break; case 386: bar = 1.85; break; case 387: bar = 1.85; break; case 388: bar = 1.84; break; case 389: bar = 1.83; break; case 390: bar = 1.83; break; case 391: bar = 1.82; break; case 392: bar = 1.82; break; case 393: bar = 1.81; break; case 394: bar = 1.8; break; case 395: bar = 1.8; break; case 396: bar = 1.79; break; case 397: bar = 1.79; break; case 398: bar = 1.78; break; case 399: bar = 1.77; break; case 400: bar = 1.77; break; case 401: bar = 1.76; break; case 402: bar = 1.76; break; case 403: bar = 1.75; break; case 404: bar = 1.75; break; case 405: bar = 1.74; break; case 406: bar = 1.73; break; case 407: bar = 1.73; break; case 408: bar = 1.72; break; case 409: bar = 1.72; break; case 410: bar = 1.71; break; case 411: bar = 1.71; break; case 412: bar = 1.7; break; case 413: bar = 1.7; break; case 414: bar = 1.69; break; case 415: bar = 1.69; break; case 416: bar = 1.68; break; case 417: bar = 1.67; break; case 418: bar = 1.67; break; case 419: bar = 1.66; break; case 420: bar = 1.66; break; case 421: bar = 1.65; break; case 422: bar = 1.65; break; case 423: bar = 1.64; break; case 424: bar = 1.64; break; case 425: bar = 1.63; break; case 426: bar = 1.63; break; case 427: bar = 1.62; break; case 428: bar = 1.62; break; case 429: bar = 1.61; break; case 430: bar = 1.61; break; case 431: bar = 1.6; break; case 432: bar = 1.6; break; case 433: bar = 1.59; break; case 434: bar = 1.59; break; case 435: bar = 1.58; break; case 436: bar = 1.58; break; case 437: bar = 1.57; break; case 438: bar = 1.57; break; case 439: bar = 1.56; break; case 440: bar = 1.56; break; case 441: bar = 1.55; break; case 442: bar = 1.55; break; case 443: bar = 1.54; break; case 444: bar = 1.54; break; case 445: bar = 1.53; break; case 446: bar = 1.53; break; case 447: bar = 1.53; break; case 448: bar = 1.52; break; case 449: bar = 1.52; break; case 450: bar = 1.51; break; case 451: bar = 1.51; break; case 452: bar = 1.5; break; case 453: bar = 1.5; break; case 454: bar = 1.49; break; case 455: bar = 1.49; break; case 456: bar = 1.48; break; case 457: bar = 1.48; break; case 458: bar = 1.47; break; case 459: bar = 1.47; break; case 460: bar = 1.47; break; case 461: bar = 1.46; break; case 462: bar = 1.46; break; case 463: bar = 1.45; break; case 464: bar = 1.45; break; case 465: bar = 1.44; break; case 466: bar = 1.44; break; case 467: bar = 1.44; break; case 468: bar = 1.43; break; case 469: bar = 1.43; break; case 470: bar = 1.42; break; case 471: bar = 1.42; break; case 472: bar = 1.41; break; case 473: bar = 1.41; break; case 474: bar = 1.41; break; case 475: bar = 1.4; break; case 476: bar = 1.4; break; case 477: bar = 1.39; break; case 478: bar = 1.39; break; case 479: bar = 1.38; break; case 480: bar = 1.38; break; case 481: bar = 1.38; break; case 482: bar = 1.37; break; case 483: bar = 1.37; break; case 484: bar = 1.36; break; case 485: bar = 1.36; break; case 486: bar = 1.36; break; case 487: bar = 1.35; break; case 488: bar = 1.35; break; case 489: bar = 1.34; break; case 490: bar = 1.34; break; case 491: bar = 1.34; break; case 492: bar = 1.33; break; case 493: bar = 1.33; break; case 494: bar = 1.32; break; case 495: bar = 1.32; break; case 496: bar = 1.32; break; case 497: bar = 1.31; break; case 498: bar = 1.31; break; case 499: bar = 1.3; break; case 500: bar = 1.3; break; case 501: bar = 1.3; break; case 502: bar = 1.29; break; case 503: bar = 1.29; break; case 504: bar = 1.29; break; case 505: bar = 1.28; break; case 506: bar = 1.28; break; case 507: bar = 1.27; break; case 508: bar = 1.27; break; case 509: bar = 1.27; break; case 510: bar = 1.26; break; case 511: bar = 1.26; break; case 512: bar = 1.26; break; case 513: bar = 1.25; break; case 514: bar = 1.25; break; case 515: bar = 1.24; break; case 516: bar = 1.24; break; case 517: bar = 1.24; break; case 518: bar = 1.23; break; case 519: bar = 1.23; break; case 520: bar = 1.23; break; case 521: bar = 1.22; break; case 522: bar = 1.22; break; case 523: bar = 1.22; break; case 524: bar = 1.21; break; case 525: bar = 1.21; break; case 526: bar = 1.21; break; case 527: bar = 1.2; break; case 528: bar = 1.2; break; case 529: bar = 1.2; break; case 530: bar = 1.19; break; case 531: bar = 1.19; break; case 532: bar = 1.18; break; case 533: bar = 1.18; break; case 534: bar = 1.18; break; case 535: bar = 1.17; break; case 536: bar = 1.17; break; case 537: bar = 1.17; break; case 538: bar = 1.16; break; case 539: bar = 1.16; break; case 540: bar = 1.16; break; case 541: bar = 1.15; break; case 542: bar = 1.15; break; case 543: bar = 1.15; break; case 544: bar = 1.14; break; case 545: bar = 1.14; break; case 546: bar = 1.14; break; case 547: bar = 1.13; break; case 548: bar = 1.13; break; case 549: bar = 1.13; break; case 550: bar = 1.12; break; case 551: bar = 1.12; break; case 552: bar = 1.12; break; case 553: bar = 1.12; break; case 554: bar = 1.11; break; case 555: bar = 1.11; break; case 556: bar = 1.11; break; case 557: bar = 1.1; break; case 558: bar = 1.1; break; case 559: bar = 1.1; break; case 560: bar = 1.09; break; case 561: bar = 1.09; break; case 562: bar = 1.09; break; case 563: bar = 1.08; break; case 564: bar = 1.08; break; case 565: bar = 1.08; break; case 566: bar = 1.07; break; case 567: bar = 1.07; break; case 568: bar = 1.07; break; case 569: bar = 1.07; break; case 570: bar = 1.06; break; case 571: bar = 1.06; break; case 572: bar = 1.06; break; case 573: bar = 1.05; break; case 574: bar = 1.05; break; case 575: bar = 1.05; break; case 576: bar = 1.04; break; case 577: bar = 1.04; break; case 578: bar = 1.04; break; case 579: bar = 1.04; break; case 580: bar = 1.03; break; case 581: bar = 1.03; break; case 582: bar = 1.03; break; case 583: bar = 1.02; break; case 584: bar = 1.02; break; case 585: bar = 1.02; break; case 586: bar = 1.02; break; case 587: bar = 1.01; break; case 588: bar = 1.01; break; case 589: bar = 1.01; break; case 590: bar = 1; break; case 591: bar = 1; break; case 592: bar = 1; break; case 593: bar = 1; break; case 594: bar = 0.99; break; case 595: bar = 0.99; break; case 596: bar = 0.99; break; case 597: bar = 0.98; break; case 598: bar = 0.98; break; case 599: bar = 0.98; break; case 600: bar = 0.98; break; case 601: bar = 0.97; break; case 602: bar = 0.97; break; case 603: bar = 0.97; break; case 604: bar = 0.96; break; case 605: bar = 0.96; break; case 606: bar = 0.96; break; case 607: bar = 0.96; break; case 608: bar = 0.95; break; case 609: bar = 0.95; break; case 610: bar = 0.95; break; case 611: bar = 0.95; break; case 612: bar = 0.94; break; case 613: bar = 0.94; break; case 614: bar = 0.94; break; case 615: bar = 0.94; break; case 616: bar = 0.93; break; case 617: bar = 0.93; break; case 618: bar = 0.93; break; case 619: bar = 0.92; break; case 620: bar = 0.92; break; case 621: bar = 0.92; break; case 622: bar = 0.92; break; case 623: bar = 0.91; break; case 624: bar = 0.91; break; case 625: bar = 0.91; break; case 626: bar = 0.91; break; case 627: bar = 0.9; break; case 628: bar = 0.9; break; case 629: bar = 0.9; break; case 630: bar = 0.9; break; case 631: bar = 0.89; break; case 632: bar = 0.89; break; case 633: bar = 0.89; break; case 634: bar = 0.89; break; case 635: bar = 0.88; break; case 636: bar = 0.88; break; case 637: bar = 0.88; break; case 638: bar = 0.88; break; case 639: bar = 0.87; break; case 640: bar = 0.87; break; case 641: bar = 0.87; break; case 642: bar = 0.87; break; case 643: bar = 0.86; break; case 644: bar = 0.86; break; case 645: bar = 0.86; break; case 646: bar = 0.86; break; case 647: bar = 0.85; break; case 648: bar = 0.85; break; case 649: bar = 0.85; break; case 650: bar = 0.85; break; case 651: bar = 0.84; break; case 652: bar = 0.84; break; case 653: bar = 0.84; break; case 654: bar = 0.84; break; case 655: bar = 0.84; break; case 656: bar = 0.83; break; case 657: bar = 0.83; break; case 658: bar = 0.83; break; case 659: bar = 0.83; break; case 660: bar = 0.82; break; case 661: bar = 0.82; break; case 662: bar = 0.82; break; case 663: bar = 0.82; break; case 664: bar = 0.81; break; case 665: bar = 0.81; break; case 666: bar = 0.81; break; case 667: bar = 0.81; break; case 668: bar = 0.81; break; case 669: bar = 0.8; break; case 670: bar = 0.8; break; case 671: bar = 0.8; break; case 672: bar = 0.8; break; case 673: bar = 0.79; break; case 674: bar = 0.79; break; case 675: bar = 0.79; break; case 676: bar = 0.79; break; case 677: bar = 0.78; break; case 678: bar = 0.78; break; case 679: bar = 0.78; break; case 680: bar = 0.78; break; case 681: bar = 0.78; break; case 682: bar = 0.77; break; case 683: bar = 0.77; break; case 684: bar = 0.77; break; case 685: bar = 0.77; break; case 686: bar = 0.77; break; case 687: bar = 0.76; break; case 688: bar = 0.76; break; case 689: bar = 0.76; break; case 690: bar = 0.76; break; case 691: bar = 0.75; break; case 692: bar = 0.75; break; case 693: bar = 0.75; break; case 694: bar = 0.75; break; case 695: bar = 0.75; break; case 696: bar = 0.74; break; case 697: bar = 0.74; break; case 698: bar = 0.74; break; case 699: bar = 0.74; break; case 700: bar = 0.74; break; case 701: bar = 0.73; break; case 702: bar = 0.73; break; case 703: bar = 0.73; break; case 704: bar = 0.73; break; case 705: bar = 0.72; break; case 706: bar = 0.72; break; case 707: bar = 0.72; break; case 708: bar = 0.72; break; case 709: bar = 0.72; break; case 710: bar = 0.71; break; case 711: bar = 0.71; break; case 712: bar = 0.71; break; case 713: bar = 0.71; break; case 714: bar = 0.71; break; case 715: bar = 0.7; break; case 716: bar = 0.7; break; case 717: bar = 0.7; break; case 718: bar = 0.7; break; case 719: bar = 0.7; break; case 720: bar = 0.69; break; case 721: bar = 0.69; break; case 722: bar = 0.69; break; case 723: bar = 0.69; break; case 724: bar = 0.69; break; case 725: bar = 0.68; break; case 726: bar = 0.68; break; case 727: bar = 0.68; break; case 728: bar = 0.68; break; case 729: bar = 0.68; break; case 730: bar = 0.67; break; case 731: bar = 0.67; break; case 732: bar = 0.67; break; case 733: bar = 0.67; break; case 734: bar = 0.67; break; case 735: bar = 0.67; break; case 736: bar = 0.66; break; case 737: bar = 0.66; break; case 738: bar = 0.66; break; case 739: bar = 0.66; break; case 740: bar = 0.66; break; case 741: bar = 0.65; break; case 742: bar = 0.65; break; case 743: bar = 0.65; break; case 744: bar = 0.65; break; case 745: bar = 0.65; break; case 746: bar = 0.64; break; case 747: bar = 0.64; break; case 748: bar = 0.64; break; case 749: bar = 0.64; break; case 750: bar = 0.64; break; case 751: bar = 0.64; break; case 752: bar = 0.63; break; case 753: bar = 0.63; break; case 754: bar = 0.63; break; case 755: bar = 0.63; break; case 756: bar = 0.63; break; case 757: bar = 0.62; break; case 758: bar = 0.62; break; case 759: bar = 0.62; break; case 760: bar = 0.62; break; case 761: bar = 0.62; break; case 762: bar = 0.61; break; case 763: bar = 0.61; break; case 764: bar = 0.61; break; case 765: bar = 0.61; break; case 766: bar = 0.61; break; case 767: bar = 0.61; break; case 768: bar = 0.6; break; case 769: bar = 0.6; break; case 770: bar = 0.6; break; case 771: bar = 0.6; break; case 772: bar = 0.6; break; case 773: bar = 0.6; break; case 774: bar = 0.59; break; case 775: bar = 0.59; break; case 776: bar = 0.59; break; case 777: bar = 0.59; break; case 778: bar = 0.59; break; case 779: bar = 0.59; break; case 780: bar = 0.58; break; case 781: bar = 0.58; break; case 782: bar = 0.58; break; case 783: bar = 0.58; break; case 784: bar = 0.58; break; case 785: bar = 0.57; break; case 786: bar = 0.57; break; case 787: bar = 0.57; break; case 788: bar = 0.57; break; case 789: bar = 0.57; break; case 790: bar = 0.57; break; case 791: bar = 0.56; break; case 792: bar = 0.56; break; case 793: bar = 0.56; break; case 794: bar = 0.56; break; case 795: bar = 0.56; break; case 796: bar = 0.56; break; case 797: bar = 0.55; break; case 798: bar = 0.55; break; case 799: bar = 0.55; break; case 800: bar = 0.55; break; case 801: bar = 0.55; break; case 802: bar = 0.55; break; case 803: bar = 0.54; break; case 804: bar = 0.54; break; case 805: bar = 0.54; break; case 806: bar = 0.54; break; case 807: bar = 0.54; break; case 808: bar = 0.54; break; case 809: bar = 0.53; break; case 810: bar = 0.53; break; case 811: bar = 0.53; break; case 812: bar = 0.53; break; case 813: bar = 0.53; break; case 814: bar = 0.53; break; case 815: bar = 0.53; break; case 816: bar = 0.52; break; case 817: bar = 0.52; break; case 818: bar = 0.52; break; case 819: bar = 0.52; break; case 820: bar = 0.52; break; case 821: bar = 0.52; break; case 822: bar = 0.51; break; case 823: bar = 0.51; break; case 824: bar = 0.51; break; case 825: bar = 0.51; break; case 826: bar = 0.51; break; case 827: bar = 0.51; break; case 828: bar = 0.5; break; case 829: bar = 0.5; break; case 830: bar = 0.5; break; case 831: bar = 0.5; break; case 832: bar = 0.5; break; case 833: bar = 0.5; break; case 834: bar = 0.5; break; case 835: bar = 0.49; break; case 836: bar = 0.49; break; case 837: bar = 0.49; break; case 838: bar = 0.49; break; case 839: bar = 0.49; break; case 840: bar = 0.49; break; case 841: bar = 0.48; break; case 842: bar = 0.48; break; case 843: bar = 0.48; break; case 844: bar = 0.48; break; case 845: bar = 0.48; break; case 846: bar = 0.48; break; case 847: bar = 0.48; break; case 848: bar = 0.47; break; case 849: bar = 0.47; break; case 850: bar = 0.47; break; case 851: bar = 0.47; break; case 852: bar = 0.47; break; case 853: bar = 0.47; break; case 854: bar = 0.47; break; case 855: bar = 0.46; break; case 856: bar = 0.46; break; case 857: bar = 0.46; break; case 858: bar = 0.46; break; case 859: bar = 0.46; break; case 860: bar = 0.46; break; case 861: bar = 0.46; break; case 862: bar = 0.45; break; case 863: bar = 0.45; break; case 864: bar = 0.45; break; case 865: bar = 0.45; break; case 866: bar = 0.45; break; case 867: bar = 0.45; break; case 868: bar = 0.45; break; case 869: bar = 0.44; break; case 870: bar = 0.44; break; case 871: bar = 0.44; break; case 872: bar = 0.44; break; case 873: bar = 0.44; break; case 874: bar = 0.44; break; case 875: bar = 0.44; break; case 876: bar = 0.43; break; case 877: bar = 0.43; break; case 878: bar = 0.43; break; case 879: bar = 0.43; break; case 880: bar = 0.43; break; case 881: bar = 0.43; break; case 882: bar = 0.43; break; case 883: bar = 0.42; break; case 884: bar = 0.42; break; case 885: bar = 0.42; break; case 886: bar = 0.42; break; case 887: bar = 0.42; break; case 888: bar = 0.42; break; case 889: bar = 0.42; break; case 890: bar = 0.41; break; case 891: bar = 0.41; break; case 892: bar = 0.41; break; case 893: bar = 0.41; break; case 894: bar = 0.41; break; case 895: bar = 0.41; break; case 896: bar = 0.41; break; case 897: bar = 0.41; break; case 898: bar = 0.4; break; case 899: bar = 0.4; break; case 900: bar = 0.4; break; case 901: bar = 0.4; break; case 902: bar = 0.4; break; case 903: bar = 0.4; break; case 904: bar = 0.4; break; case 905: bar = 0.39; break; case 906: bar = 0.39; break; case 907: bar = 0.39; break; case 908: bar = 0.39; break; case 909: bar = 0.39; break; case 910: bar = 0.39; break; case 911: bar = 0.39; break; case 912: bar = 0.39; break; case 913: bar = 0.38; break; case 914: bar = 0.38; break; case 915: bar = 0.38; break; case 916: bar = 0.38; break; case 917: bar = 0.38; break; case 918: bar = 0.38; break; case 919: bar = 0.38; break; case 920: bar = 0.38; break; case 921: bar = 0.37; break; case 922: bar = 0.37; break; case 923: bar = 0.37; break; case 924: bar = 0.37; break; case 925: bar = 0.37; break; case 926: bar = 0.37; break; case 927: bar = 0.37; break; case 928: bar = 0.37; break; case 929: bar = 0.36; break; case 930: bar = 0.36; break; case 931: bar = 0.36; break; case 932: bar = 0.36; break; case 933: bar = 0.36; break; case 934: bar = 0.36; break; case 935: bar = 0.36; break; case 936: bar = 0.36; break; case 937: bar = 0.35; break; case 938: bar = 0.35; break; case 939: bar = 0.35; break; case 940: bar = 0.35; break; case 941: bar = 0.35; break; case 942: bar = 0.35; break; case 943: bar = 0.35; break; case 944: bar = 0.35; break; case 945: bar = 0.34; break; case 946: bar = 0.34; break; case 947: bar = 0.34; break; case 948: bar = 0.34; break; case 949: bar = 0.34; break; case 950: bar = 0.34; break; case 951: bar = 0.34; break; case 952: bar = 0.34; break; case 953: bar = 0.33; break; case 954: bar = 0.33; break; case 955: bar = 0.33; break; case 956: bar = 0.33; break; case 957: bar = 0.33; break; case 958: bar = 0.33; break; case 959: bar = 0.33; break; case 960: bar = 0.33; break; case 961: bar = 0.32; break; case 962: bar = 0.32; break; case 963: bar = 0.32; break; case 964: bar = 0.32; break; case 965: bar = 0.32; break; case 966: bar = 0.32; break; case 967: bar = 0.32; break; case 968: bar = 0.32; break; case 969: bar = 0.32; break; case 970: bar = 0.31; break; case 971: bar = 0.31; break; case 972: bar = 0.31; break; case 973: bar = 0.31; break; case 974: bar = 0.31; break; case 975: bar = 0.31; break; case 976: bar = 0.31; break; case 977: bar = 0.31; break; case 978: bar = 0.3; break; case 979: bar = 0.3; break; case 980: bar = 0.3; break; case 981: bar = 0.3; break; case 982: bar = 0.3; break; case 983: bar = 0.3; break; case 984: bar = 0.3; break; case 985: bar = 0.3; break; case 986: bar = 0.3; break; case 987: bar = 0.29; break; case 988: bar = 0.29; break; case 989: bar = 0.29; break; case 990: bar = 0.29; break; case 991: bar = 0.29; break; case 992: bar = 0.29; break; case 993: bar = 0.29; break; case 994: bar = 0.29; break; case 995: bar = 0.29; break; case 996: bar = 0.28; break; case 997: bar = 0.28; break; case 998: bar = 0.28; break; case 999: bar = 0.28; break; case 1000: bar = 0.28; break; case 1001: bar = 0.28; break; case 1002: bar = 0.28; break; case 1003: bar = 0.28; break; case 1004: bar = 0.28; break; case 1005: bar = 0.27; break; case 1006: bar = 0.27; break; case 1007: bar = 0.27; break; case 1008: bar = 0.27; break; case 1009: bar = 0.27; break; case 1010: bar = 0.27; break; case 1011: bar = 0.27; break; case 1012: bar = 0.27; break; case 1013: bar = 0.27; break; case 1014: bar = 0.26; break; case 1015: bar = 0.26; break; case 1016: bar = 0.26; break; case 1017: bar = 0.26; break; case 1018: bar = 0.26; break; case 1019: bar = 0.26; break; case 1020: bar = 0.26; break; case 1021: bar = 0.26; break; case 1022: bar = 0.26; break; case 1023: bar = 0.26; break; case 1024: bar = 0.25; break;
case 135: bar = 5.71; break; | case 135: bar = 5.71; break; case 136: bar = 5.67; break; case 137: bar = 5.63; break; case 138: bar = 5.59; break; case 139: bar = 5.55; break; case 140: bar = 5.51; break; case 141: bar = 5.47; break; case 142: bar = 5.44; break; case 143: bar = 5.4; break; case 144: bar = 5.37; break; case 145: bar = 5.33; break; case 146: bar = 5.3; break; case 147: bar = 5.26; break; case 148: bar = 5.23; break; case 149: bar = 5.19; break; case 150: bar = 5.16; break; case 151: bar = 5.13; break; case 152: bar = 5.09; break; case 153: bar = 5.06; break; case 154: bar = 5.03; break; case 155: bar = 5; break; case 156: bar = 4.97; break; case 157: bar = 4.94; break; case 158: bar = 4.91; break; case 159: bar = 4.88; break; case 160: bar = 4.85; break; case 161: bar = 4.82; break; case 162: bar = 4.79; break; case 163: bar = 4.76; break; case 164: bar = 4.73; break; case 165: bar = 4.7; break; case 166: bar = 4.68; break; case 167: bar = 4.65; break; case 168: bar = 4.62; break; case 169: bar = 4.59; break; case 170: bar = 4.57; break; case 171: bar = 4.54; break; case 172: bar = 4.52; break; case 173: bar = 4.49; break; case 174: bar = 4.46; break; case 175: bar = 4.44; break; case 176: bar = 4.41; break; case 177: bar = 4.39; break; case 178: bar = 4.36; break; case 179: bar = 4.34; break; case 180: bar = 4.32; break; case 181: bar = 4.29; break; case 182: bar = 4.27; break; case 183: bar = 4.25; break; case 184: bar = 4.22; break; case 185: bar = 4.2; break; case 186: bar = 4.18; break; case 187: bar = 4.15; break; case 188: bar = 4.13; break; case 189: bar = 4.11; break; case 190: bar = 4.09; break; case 191: bar = 4.07; break; case 192: bar = 4.05; break; case 193: bar = 4.02; break; case 194: bar = 4; break; case 195: bar = 3.98; break; case 196: bar = 3.96; break; case 197: bar = 3.94; break; case 198: bar = 3.92; break; case 199: bar = 3.9; break; case 200: bar = 3.88; break; case 201: bar = 3.86; break; case 202: bar = 3.84; break; case 203: bar = 3.82; break; case 204: bar = 3.8; break; case 205: bar = 3.78; break; case 206: bar = 3.77; break; case 207: bar = 3.75; break; case 208: bar = 3.73; break; case 209: bar = 3.71; break; case 210: bar = 3.69; break; case 211: bar = 3.67; break; case 212: bar = 3.66; break; case 213: bar = 3.64; break; case 214: bar = 3.62; break; case 215: bar = 3.6; break; case 216: bar = 3.59; break; case 217: bar = 3.57; break; case 218: bar = 3.55; break; case 219: bar = 3.53; break; case 220: bar = 3.52; break; case 221: bar = 3.5; break; case 222: bar = 3.48; break; case 223: bar = 3.47; break; case 224: bar = 3.45; break; case 225: bar = 3.44; break; case 226: bar = 3.42; break; case 227: bar = 3.4; break; case 228: bar = 3.39; break; case 229: bar = 3.37; break; case 230: bar = 3.36; break; case 231: bar = 3.34; break; case 232: bar = 3.33; break; case 233: bar = 3.31; break; case 234: bar = 3.3; break; case 235: bar = 3.28; break; case 236: bar = 3.27; break; case 237: bar = 3.25; break; case 238: bar = 3.24; break; case 239: bar = 3.22; break; case 240: bar = 3.21; break; case 241: bar = 3.19; break; case 242: bar = 3.18; break; case 243: bar = 3.17; break; case 244: bar = 3.15; break; case 245: bar = 3.14; break; case 246: bar = 3.12; break; case 247: bar = 3.11; break; case 248: bar = 3.1; break; case 249: bar = 3.08; break; case 250: bar = 3.07; break; case 251: bar = 3.06; break; case 252: bar = 3.04; break; case 253: bar = 3.03; break; case 254: bar = 3.02; break; case 255: bar = 3.01; break; case 256: bar = 2.99; break; case 257: bar = 2.98; break; case 258: bar = 2.97; break; case 259: bar = 2.96; break; case 260: bar = 2.94; break; case 261: bar = 2.93; break; case 262: bar = 2.92; break; case 263: bar = 2.91; break; case 264: bar = 2.89; break; case 265: bar = 2.88; break; case 266: bar = 2.87; break; case 267: bar = 2.86; break; case 268: bar = 2.85; break; case 269: bar = 2.83; break; case 270: bar = 2.82; break; case 271: bar = 2.81; break; case 272: bar = 2.8; break; case 273: bar = 2.79; break; case 274: bar = 2.78; break; case 275: bar = 2.77; break; case 276: bar = 2.76; break; case 277: bar = 2.74; break; case 278: bar = 2.73; break; case 279: bar = 2.72; break; case 280: bar = 2.71; break; case 281: bar = 2.7; break; case 282: bar = 2.69; break; case 283: bar = 2.68; break; case 284: bar = 2.67; break; case 285: bar = 2.66; break; case 286: bar = 2.65; break; case 287: bar = 2.64; break; case 288: bar = 2.63; break; case 289: bar = 2.62; break; case 290: bar = 2.61; break; case 291: bar = 2.6; break; case 292: bar = 2.59; break; case 293: bar = 2.58; break; case 294: bar = 2.57; break; case 295: bar = 2.56; break; case 296: bar = 2.55; break; case 297: bar = 2.54; break; case 298: bar = 2.53; break; case 299: bar = 2.52; break; case 300: bar = 2.51; break; case 301: bar = 2.5; break; case 302: bar = 2.49; break; case 303: bar = 2.48; break; case 304: bar = 2.47; break; case 305: bar = 2.46; break; case 306: bar = 2.45; break; case 307: bar = 2.44; break; case 308: bar = 2.43; break; case 309: bar = 2.42; break; case 310: bar = 2.41; break; case 311: bar = 2.41; break; case 312: bar = 2.4; break; case 313: bar = 2.39; break; case 314: bar = 2.38; break; case 315: bar = 2.37; break; case 316: bar = 2.36; break; case 317: bar = 2.35; break; case 318: bar = 2.34; break; case 319: bar = 2.34; break; case 320: bar = 2.33; break; case 321: bar = 2.32; break; case 322: bar = 2.31; break; case 323: bar = 2.3; break; case 324: bar = 2.29; break; case 325: bar = 2.28; break; case 326: bar = 2.28; break; case 327: bar = 2.27; break; case 328: bar = 2.26; break; case 329: bar = 2.25; break; case 330: bar = 2.24; break; case 331: bar = 2.24; break; case 332: bar = 2.23; break; case 333: bar = 2.22; break; case 334: bar = 2.21; break; case 335: bar = 2.2; break; case 336: bar = 2.2; break; case 337: bar = 2.19; break; case 338: bar = 2.18; break; case 339: bar = 2.17; break; case 340: bar = 2.17; break; case 341: bar = 2.16; break; case 342: bar = 2.15; break; case 343: bar = 2.14; break; case 344: bar = 2.13; break; case 345: bar = 2.13; break; case 346: bar = 2.12; break; case 347: bar = 2.11; break; case 348: bar = 2.11; break; case 349: bar = 2.1; break; case 350: bar = 2.09; break; case 351: bar = 2.08; break; case 352: bar = 2.08; break; case 353: bar = 2.07; break; case 354: bar = 2.06; break; case 355: bar = 2.05; break; case 356: bar = 2.05; break; case 357: bar = 2.04; break; case 358: bar = 2.03; break; case 359: bar = 2.03; break; case 360: bar = 2.02; break; case 361: bar = 2.01; break; case 362: bar = 2.01; break; case 363: bar = 2; break; case 364: bar = 1.99; break; case 365: bar = 1.99; break; case 366: bar = 1.98; break; case 367: bar = 1.97; break; case 368: bar = 1.97; break; case 369: bar = 1.96; break; case 370: bar = 1.95; break; case 371: bar = 1.95; break; case 372: bar = 1.94; break; case 373: bar = 1.93; break; case 374: bar = 1.93; break; case 375: bar = 1.92; break; case 376: bar = 1.91; break; case 377: bar = 1.91; break; case 378: bar = 1.9; break; case 379: bar = 1.89; break; case 380: bar = 1.89; break; case 381: bar = 1.88; break; case 382: bar = 1.88; break; case 383: bar = 1.87; break; case 384: bar = 1.86; break; case 385: bar = 1.86; break; case 386: bar = 1.85; break; case 387: bar = 1.85; break; case 388: bar = 1.84; break; case 389: bar = 1.83; break; case 390: bar = 1.83; break; case 391: bar = 1.82; break; case 392: bar = 1.82; break; case 393: bar = 1.81; break; case 394: bar = 1.8; break; case 395: bar = 1.8; break; case 396: bar = 1.79; break; case 397: bar = 1.79; break; case 398: bar = 1.78; break; case 399: bar = 1.77; break; case 400: bar = 1.77; break; case 401: bar = 1.76; break; case 402: bar = 1.76; break; case 403: bar = 1.75; break; case 404: bar = 1.75; break; case 405: bar = 1.74; break; case 406: bar = 1.73; break; case 407: bar = 1.73; break; case 408: bar = 1.72; break; case 409: bar = 1.72; break; case 410: bar = 1.71; break; case 411: bar = 1.71; break; case 412: bar = 1.7; break; case 413: bar = 1.7; break; case 414: bar = 1.69; break; case 415: bar = 1.69; break; case 416: bar = 1.68; break; case 417: bar = 1.67; break; case 418: bar = 1.67; break; case 419: bar = 1.66; break; case 420: bar = 1.66; break; case 421: bar = 1.65; break; case 422: bar = 1.65; break; case 423: bar = 1.64; break; case 424: bar = 1.64; break; case 425: bar = 1.63; break; case 426: bar = 1.63; break; case 427: bar = 1.62; break; case 428: bar = 1.62; break; case 429: bar = 1.61; break; case 430: bar = 1.61; break; case 431: bar = 1.6; break; case 432: bar = 1.6; break; case 433: bar = 1.59; break; case 434: bar = 1.59; break; case 435: bar = 1.58; break; case 436: bar = 1.58; break; case 437: bar = 1.57; break; case 438: bar = 1.57; break; case 439: bar = 1.56; break; case 440: bar = 1.56; break; case 441: bar = 1.55; break; case 442: bar = 1.55; break; case 443: bar = 1.54; break; case 444: bar = 1.54; break; case 445: bar = 1.53; break; case 446: bar = 1.53; break; case 447: bar = 1.53; break; case 448: bar = 1.52; break; case 449: bar = 1.52; break; case 450: bar = 1.51; break; case 451: bar = 1.51; break; case 452: bar = 1.5; break; case 453: bar = 1.5; break; case 454: bar = 1.49; break; case 455: bar = 1.49; break; case 456: bar = 1.48; break; case 457: bar = 1.48; break; case 458: bar = 1.47; break; case 459: bar = 1.47; break; case 460: bar = 1.47; break; case 461: bar = 1.46; break; case 462: bar = 1.46; break; case 463: bar = 1.45; break; case 464: bar = 1.45; break; case 465: bar = 1.44; break; case 466: bar = 1.44; break; case 467: bar = 1.44; break; case 468: bar = 1.43; break; case 469: bar = 1.43; break; case 470: bar = 1.42; break; case 471: bar = 1.42; break; case 472: bar = 1.41; break; case 473: bar = 1.41; break; case 474: bar = 1.41; break; case 475: bar = 1.4; break; case 476: bar = 1.4; break; case 477: bar = 1.39; break; case 478: bar = 1.39; break; case 479: bar = 1.38; break; case 480: bar = 1.38; break; case 481: bar = 1.38; break; case 482: bar = 1.37; break; case 483: bar = 1.37; break; case 484: bar = 1.36; break; case 485: bar = 1.36; break; case 486: bar = 1.36; break; case 487: bar = 1.35; break; case 488: bar = 1.35; break; case 489: bar = 1.34; break; case 490: bar = 1.34; break; case 491: bar = 1.34; break; case 492: bar = 1.33; break; case 493: bar = 1.33; break; case 494: bar = 1.32; break; case 495: bar = 1.32; break; case 496: bar = 1.32; break; case 497: bar = 1.31; break; case 498: bar = 1.31; break; case 499: bar = 1.3; break; case 500: bar = 1.3; break; case 501: bar = 1.3; break; case 502: bar = 1.29; break; case 503: bar = 1.29; break; case 504: bar = 1.29; break; case 505: bar = 1.28; break; case 506: bar = 1.28; break; case 507: bar = 1.27; break; case 508: bar = 1.27; break; case 509: bar = 1.27; break; case 510: bar = 1.26; break; case 511: bar = 1.26; break; case 512: bar = 1.26; break; case 513: bar = 1.25; break; case 514: bar = 1.25; break; case 515: bar = 1.24; break; case 516: bar = 1.24; break; case 517: bar = 1.24; break; case 518: bar = 1.23; break; case 519: bar = 1.23; break; case 520: bar = 1.23; break; case 521: bar = 1.22; break; case 522: bar = 1.22; break; case 523: bar = 1.22; break; case 524: bar = 1.21; break; case 525: bar = 1.21; break; case 526: bar = 1.21; break; case 527: bar = 1.2; break; case 528: bar = 1.2; break; case 529: bar = 1.2; break; case 530: bar = 1.19; break; case 531: bar = 1.19; break; case 532: bar = 1.18; break; case 533: bar = 1.18; break; case 534: bar = 1.18; break; case 535: bar = 1.17; break; case 536: bar = 1.17; break; case 537: bar = 1.17; break; case 538: bar = 1.16; break; case 539: bar = 1.16; break; case 540: bar = 1.16; break; case 541: bar = 1.15; break; case 542: bar = 1.15; break; case 543: bar = 1.15; break; case 544: bar = 1.14; break; case 545: bar = 1.14; break; case 546: bar = 1.14; break; case 547: bar = 1.13; break; case 548: bar = 1.13; break; case 549: bar = 1.13; break; case 550: bar = 1.12; break; case 551: bar = 1.12; break; case 552: bar = 1.12; break; case 553: bar = 1.12; break; case 554: bar = 1.11; break; case 555: bar = 1.11; break; case 556: bar = 1.11; break; case 557: bar = 1.1; break; case 558: bar = 1.1; break; case 559: bar = 1.1; break; case 560: bar = 1.09; break; case 561: bar = 1.09; break; case 562: bar = 1.09; break; case 563: bar = 1.08; break; case 564: bar = 1.08; break; case 565: bar = 1.08; break; case 566: bar = 1.07; break; case 567: bar = 1.07; break; case 568: bar = 1.07; break; case 569: bar = 1.07; break; case 570: bar = 1.06; break; case 571: bar = 1.06; break; case 572: bar = 1.06; break; case 573: bar = 1.05; break; case 574: bar = 1.05; break; case 575: bar = 1.05; break; case 576: bar = 1.04; break; case 577: bar = 1.04; break; case 578: bar = 1.04; break; case 579: bar = 1.04; break; case 580: bar = 1.03; break; case 581: bar = 1.03; break; case 582: bar = 1.03; break; case 583: bar = 1.02; break; case 584: bar = 1.02; break; case 585: bar = 1.02; break; case 586: bar = 1.02; break; case 587: bar = 1.01; break; case 588: bar = 1.01; break; case 589: bar = 1.01; break; case 590: bar = 1; break; case 591: bar = 1; break; case 592: bar = 1; break; case 593: bar = 1; break; case 594: bar = 0.99; break; case 595: bar = 0.99; break; case 596: bar = 0.99; break; case 597: bar = 0.98; break; case 598: bar = 0.98; break; case 599: bar = 0.98; break; case 600: bar = 0.98; break; case 601: bar = 0.97; break; case 602: bar = 0.97; break; case 603: bar = 0.97; break; case 604: bar = 0.96; break; case 605: bar = 0.96; break; case 606: bar = 0.96; break; case 607: bar = 0.96; break; case 608: bar = 0.95; break; case 609: bar = 0.95; break; case 610: bar = 0.95; break; case 611: bar = 0.95; break; case 612: bar = 0.94; break; case 613: bar = 0.94; break; case 614: bar = 0.94; break; case 615: bar = 0.94; break; case 616: bar = 0.93; break; case 617: bar = 0.93; break; case 618: bar = 0.93; break; case 619: bar = 0.92; break; case 620: bar = 0.92; break; case 621: bar = 0.92; break; case 622: bar = 0.92; break; case 623: bar = 0.91; break; case 624: bar = 0.91; break; case 625: bar = 0.91; break; case 626: bar = 0.91; break; case 627: bar = 0.9; break; case 628: bar = 0.9; break; case 629: bar = 0.9; break; case 630: bar = 0.9; break; case 631: bar = 0.89; break; case 632: bar = 0.89; break; case 633: bar = 0.89; break; case 634: bar = 0.89; break; case 635: bar = 0.88; break; case 636: bar = 0.88; break; case 637: bar = 0.88; break; case 638: bar = 0.88; break; case 639: bar = 0.87; break; case 640: bar = 0.87; break; case 641: bar = 0.87; break; case 642: bar = 0.87; break; case 643: bar = 0.86; break; case 644: bar = 0.86; break; case 645: bar = 0.86; break; case 646: bar = 0.86; break; case 647: bar = 0.85; break; case 648: bar = 0.85; break; case 649: bar = 0.85; break; case 650: bar = 0.85; break; case 651: bar = 0.84; break; case 652: bar = 0.84; break; case 653: bar = 0.84; break; case 654: bar = 0.84; break; case 655: bar = 0.84; break; case 656: bar = 0.83; break; case 657: bar = 0.83; break; case 658: bar = 0.83; break; case 659: bar = 0.83; break; case 660: bar = 0.82; break; case 661: bar = 0.82; break; case 662: bar = 0.82; break; case 663: bar = 0.82; break; case 664: bar = 0.81; break; case 665: bar = 0.81; break; case 666: bar = 0.81; break; case 667: bar = 0.81; break; case 668: bar = 0.81; break; case 669: bar = 0.8; break; case 670: bar = 0.8; break; case 671: bar = 0.8; break; case 672: bar = 0.8; break; case 673: bar = 0.79; break; case 674: bar = 0.79; break; case 675: bar = 0.79; break; case 676: bar = 0.79; break; case 677: bar = 0.78; break; case 678: bar = 0.78; break; case 679: bar = 0.78; break; case 680: bar = 0.78; break; case 681: bar = 0.78; break; case 682: bar = 0.77; break; case 683: bar = 0.77; break; case 684: bar = 0.77; break; case 685: bar = 0.77; break; case 686: bar = 0.77; break; case 687: bar = 0.76; break; case 688: bar = 0.76; break; case 689: bar = 0.76; break; case 690: bar = 0.76; break; case 691: bar = 0.75; break; case 692: bar = 0.75; break; case 693: bar = 0.75; break; case 694: bar = 0.75; break; case 695: bar = 0.75; break; case 696: bar = 0.74; break; case 697: bar = 0.74; break; case 698: bar = 0.74; break; case 699: bar = 0.74; break; case 700: bar = 0.74; break; case 701: bar = 0.73; break; case 702: bar = 0.73; break; case 703: bar = 0.73; break; case 704: bar = 0.73; break; case 705: bar = 0.72; break; case 706: bar = 0.72; break; case 707: bar = 0.72; break; case 708: bar = 0.72; break; case 709: bar = 0.72; break; case 710: bar = 0.71; break; case 711: bar = 0.71; break; case 712: bar = 0.71; break; case 713: bar = 0.71; break; case 714: bar = 0.71; break; case 715: bar = 0.7; break; case 716: bar = 0.7; break; case 717: bar = 0.7; break; case 718: bar = 0.7; break; case 719: bar = 0.7; break; case 720: bar = 0.69; break; case 721: bar = 0.69; break; case 722: bar = 0.69; break; case 723: bar = 0.69; break; case 724: bar = 0.69; break; case 725: bar = 0.68; break; case 726: bar = 0.68; break; case 727: bar = 0.68; break; case 728: bar = 0.68; break; case 729: bar = 0.68; break; case 730: bar = 0.67; break; case 731: bar = 0.67; break; case 732: bar = 0.67; break; case 733: bar = 0.67; break; case 734: bar = 0.67; break; case 735: bar = 0.67; break; case 736: bar = 0.66; break; case 737: bar = 0.66; break; case 738: bar = 0.66; break; case 739: bar = 0.66; break; case 740: bar = 0.66; break; case 741: bar = 0.65; break; case 742: bar = 0.65; break; case 743: bar = 0.65; break; case 744: bar = 0.65; break; case 745: bar = 0.65; break; case 746: bar = 0.64; break; case 747: bar = 0.64; break; case 748: bar = 0.64; break; case 749: bar = 0.64; break; case 750: bar = 0.64; break; case 751: bar = 0.64; break; case 752: bar = 0.63; break; case 753: bar = 0.63; break; case 754: bar = 0.63; break; case 755: bar = 0.63; break; case 756: bar = 0.63; break; case 757: bar = 0.62; break; case 758: bar = 0.62; break; case 759: bar = 0.62; break; case 760: bar = 0.62; break; case 761: bar = 0.62; break; case 762: bar = 0.61; break; case 763: bar = 0.61; break; case 764: bar = 0.61; break; case 765: bar = 0.61; break; case 766: bar = 0.61; break; case 767: bar = 0.61; break; case 768: bar = 0.6; break; case 769: bar = 0.6; break; case 770: bar = 0.6; break; case 771: bar = 0.6; break; case 772: bar = 0.6; break; case 773: bar = 0.6; break; case 774: bar = 0.59; break; case 775: bar = 0.59; break; case 776: bar = 0.59; break; case 777: bar = 0.59; break; case 778: bar = 0.59; break; case 779: bar = 0.59; break; case 780: bar = 0.58; break; case 781: bar = 0.58; break; case 782: bar = 0.58; break; case 783: bar = 0.58; break; case 784: bar = 0.58; break; case 785: bar = 0.57; break; case 786: bar = 0.57; break; case 787: bar = 0.57; break; case 788: bar = 0.57; break; case 789: bar = 0.57; break; case 790: bar = 0.57; break; case 791: bar = 0.56; break; case 792: bar = 0.56; break; case 793: bar = 0.56; break; case 794: bar = 0.56; break; case 795: bar = 0.56; break; case 796: bar = 0.56; break; case 797: bar = 0.55; break; case 798: bar = 0.55; break; case 799: bar = 0.55; break; case 800: bar = 0.55; break; case 801: bar = 0.55; break; case 802: bar = 0.55; break; case 803: bar = 0.54; break; case 804: bar = 0.54; break; case 805: bar = 0.54; break; case 806: bar = 0.54; break; case 807: bar = 0.54; break; case 808: bar = 0.54; break; case 809: bar = 0.53; break; case 810: bar = 0.53; break; case 811: bar = 0.53; break; case 812: bar = 0.53; break; case 813: bar = 0.53; break; case 814: bar = 0.53; break; case 815: bar = 0.53; break; case 816: bar = 0.52; break; case 817: bar = 0.52; break; case 818: bar = 0.52; break; case 819: bar = 0.52; break; case 820: bar = 0.52; break; case 821: bar = 0.52; break; case 822: bar = 0.51; break; case 823: bar = 0.51; break; case 824: bar = 0.51; break; case 825: bar = 0.51; break; case 826: bar = 0.51; break; case 827: bar = 0.51; break; case 828: bar = 0.5; break; case 829: bar = 0.5; break; case 830: bar = 0.5; break; case 831: bar = 0.5; break; case 832: bar = 0.5; break; case 833: bar = 0.5; break; case 834: bar = 0.5; break; case 835: bar = 0.49; break; case 836: bar = 0.49; break; case 837: bar = 0.49; break; case 838: bar = 0.49; break; case 839: bar = 0.49; break; case 840: bar = 0.49; break; case 841: bar = 0.48; break; case 842: bar = 0.48; break; case 843: bar = 0.48; break; case 844: bar = 0.48; break; case 845: bar = 0.48; break; case 846: bar = 0.48; break; case 847: bar = 0.48; break; case 848: bar = 0.47; break; case 849: bar = 0.47; break; case 850: bar = 0.47; break; case 851: bar = 0.47; break; case 852: bar = 0.47; break; case 853: bar = 0.47; break; case 854: bar = 0.47; break; case 855: bar = 0.46; break; case 856: bar = 0.46; break; case 857: bar = 0.46; break; case 858: bar = 0.46; break; case 859: bar = 0.46; break; case 860: bar = 0.46; break; case 861: bar = 0.46; break; case 862: bar = 0.45; break; case 863: bar = 0.45; break; case 864: bar = 0.45; break; case 865: bar = 0.45; break; case 866: bar = 0.45; break; case 867: bar = 0.45; break; case 868: bar = 0.45; break; case 869: bar = 0.44; break; case 870: bar = 0.44; break; case 871: bar = 0.44; break; case 872: bar = 0.44; break; case 873: bar = 0.44; break; case 874: bar = 0.44; break; case 875: bar = 0.44; break; case 876: bar = 0.43; break; case 877: bar = 0.43; break; case 878: bar = 0.43; break; case 879: bar = 0.43; break; case 880: bar = 0.43; break; case 881: bar = 0.43; break; case 882: bar = 0.43; break; case 883: bar = 0.42; break; case 884: bar = 0.42; break; case 885: bar = 0.42; break; case 886: bar = 0.42; break; case 887: bar = 0.42; break; case 888: bar = 0.42; break; case 889: bar = 0.42; break; case 890: bar = 0.41; break; case 891: bar = 0.41; break; case 892: bar = 0.41; break; case 893: bar = 0.41; break; case 894: bar = 0.41; break; case 895: bar = 0.41; break; case 896: bar = 0.41; break; case 897: bar = 0.41; break; case 898: bar = 0.4; break; case 899: bar = 0.4; break; case 900: bar = 0.4; break; case 901: bar = 0.4; break; case 902: bar = 0.4; break; case 903: bar = 0.4; break; case 904: bar = 0.4; break; case 905: bar = 0.39; break; case 906: bar = 0.39; break; case 907: bar = 0.39; break; case 908: bar = 0.39; break; case 909: bar = 0.39; break; case 910: bar = 0.39; break; case 911: bar = 0.39; break; case 912: bar = 0.39; break; case 913: bar = 0.38; break; case 914: bar = 0.38; break; case 915: bar = 0.38; break; case 916: bar = 0.38; break; case 917: bar = 0.38; break; case 918: bar = 0.38; break; case 919: bar = 0.38; break; case 920: bar = 0.38; break; case 921: bar = 0.37; break; case 922: bar = 0.37; break; case 923: bar = 0.37; break; case 924: bar = 0.37; break; case 925: bar = 0.37; break; case 926: bar = 0.37; break; case 927: bar = 0.37; break; case 928: bar = 0.37; break; case 929: bar = 0.36; break; case 930: bar = 0.36; break; case 931: bar = 0.36; break; case 932: bar = 0.36; break; case 933: bar = 0.36; break; case 934: bar = 0.36; break; case 935: bar = 0.36; break; case 936: bar = 0.36; break; case 937: bar = 0.35; break; case 938: bar = 0.35; break; case 939: bar = 0.35; break; case 940: bar = 0.35; break; case 941: bar = 0.35; break; case 942: bar = 0.35; break; case 943: bar = 0.35; break; case 944: bar = 0.35; break; case 945: bar = 0.34; break; case 946: bar = 0.34; break; case 947: bar = 0.34; break; case 948: bar = 0.34; break; case 949: bar = 0.34; break; case 950: bar = 0.34; break; case 951: bar = 0.34; break; case 952: bar = 0.34; break; case 953: bar = 0.33; break; case 954: bar = 0.33; break; case 955: bar = 0.33; break; case 956: bar = 0.33; break; case 957: bar = 0.33; break; case 958: bar = 0.33; break; case 959: bar = 0.33; break; case 960: bar = 0.33; break; case 961: bar = 0.32; break; case 962: bar = 0.32; break; case 963: bar = 0.32; break; case 964: bar = 0.32; break; case 965: bar = 0.32; break; case 966: bar = 0.32; break; case 967: bar = 0.32; break; case 968: bar = 0.32; break; case 969: bar = 0.32; break; case 970: bar = 0.31; break; case 971: bar = 0.31; break; case 972: bar = 0.31; break; case 973: bar = 0.31; break; case 974: bar = 0.31; break; case 975: bar = 0.31; break; case 976: bar = 0.31; break; case 977: bar = 0.31; break; case 978: bar = 0.3; break; case 979: bar = 0.3; break; case 980: bar = 0.3; break; case 981: bar = 0.3; break; case 982: bar = 0.3; break; case 983: bar = 0.3; break; case 984: bar = 0.3; break; case 985: bar = 0.3; break; case 986: bar = 0.3; break; case 987: bar = 0.29; break; case 988: bar = 0.29; break; case 989: bar = 0.29; break; case 990: bar = 0.29; break; case 991: bar = 0.29; break; case 992: bar = 0.29; break; case 993: bar = 0.29; break; case 994: bar = 0.29; break; case 995: bar = 0.29; break; case 996: bar = 0.28; break; case 997: bar = 0.28; break; case 998: bar = 0.28; break; case 999: bar = 0.28; break; case 1000: bar = 0.28; break; case 1001: bar = 0.28; break; case 1002: bar = 0.28; break; case 1003: bar = 0.28; break; case 1004: bar = 0.28; break; case 1005: bar = 0.27; break; case 1006: bar = 0.27; break; case 1007: bar = 0.27; break; case 1008: bar = 0.27; break; case 1009: bar = 0.27; break; case 1010: bar = 0.27; break; case 1011: bar = 0.27; break; case 1012: bar = 0.27; break; case 1013: bar = 0.27; break; case 1014: bar = 0.26; break; case 1015: bar = 0.26; break; case 1016: bar = 0.26; break; case 1017: bar = 0.26; break; case 1018: bar = 0.26; break; case 1019: bar = 0.26; break; case 1020: bar = 0.26; break; case 1021: bar = 0.26; break; case 1022: bar = 0.26; break; case 1023: bar = 0.26; break; case 1024: bar = 0.25; break;
case 136: bar = 5.67; break; | case 136: bar = 5.67; break; case 137: bar = 5.63; break; case 138: bar = 5.59; break; case 139: bar = 5.55; break; case 140: bar = 5.51; break; case 141: bar = 5.47; break; case 142: bar = 5.44; break; case 143: bar = 5.4; break; case 144: bar = 5.37; break; case 145: bar = 5.33; break; case 146: bar = 5.3; break; case 147: bar = 5.26; break; case 148: bar = 5.23; break; case 149: bar = 5.19; break; case 150: bar = 5.16; break; case 151: bar = 5.13; break; case 152: bar = 5.09; break; case 153: bar = 5.06; break; case 154: bar = 5.03; break; case 155: bar = 5; break; case 156: bar = 4.97; break; case 157: bar = 4.94; break; case 158: bar = 4.91; break; case 159: bar = 4.88; break; case 160: bar = 4.85; break; case 161: bar = 4.82; break; case 162: bar = 4.79; break; case 163: bar = 4.76; break; case 164: bar = 4.73; break; case 165: bar = 4.7; break; case 166: bar = 4.68; break; case 167: bar = 4.65; break; case 168: bar = 4.62; break; case 169: bar = 4.59; break; case 170: bar = 4.57; break; case 171: bar = 4.54; break; case 172: bar = 4.52; break; case 173: bar = 4.49; break; case 174: bar = 4.46; break; case 175: bar = 4.44; break; case 176: bar = 4.41; break; case 177: bar = 4.39; break; case 178: bar = 4.36; break; case 179: bar = 4.34; break; case 180: bar = 4.32; break; case 181: bar = 4.29; break; case 182: bar = 4.27; break; case 183: bar = 4.25; break; case 184: bar = 4.22; break; case 185: bar = 4.2; break; case 186: bar = 4.18; break; case 187: bar = 4.15; break; case 188: bar = 4.13; break; case 189: bar = 4.11; break; case 190: bar = 4.09; break; case 191: bar = 4.07; break; case 192: bar = 4.05; break; case 193: bar = 4.02; break; case 194: bar = 4; break; case 195: bar = 3.98; break; case 196: bar = 3.96; break; case 197: bar = 3.94; break; case 198: bar = 3.92; break; case 199: bar = 3.9; break; case 200: bar = 3.88; break; case 201: bar = 3.86; break; case 202: bar = 3.84; break; case 203: bar = 3.82; break; case 204: bar = 3.8; break; case 205: bar = 3.78; break; case 206: bar = 3.77; break; case 207: bar = 3.75; break; case 208: bar = 3.73; break; case 209: bar = 3.71; break; case 210: bar = 3.69; break; case 211: bar = 3.67; break; case 212: bar = 3.66; break; case 213: bar = 3.64; break; case 214: bar = 3.62; break; case 215: bar = 3.6; break; case 216: bar = 3.59; break; case 217: bar = 3.57; break; case 218: bar = 3.55; break; case 219: bar = 3.53; break; case 220: bar = 3.52; break; case 221: bar = 3.5; break; case 222: bar = 3.48; break; case 223: bar = 3.47; break; case 224: bar = 3.45; break; case 225: bar = 3.44; break; case 226: bar = 3.42; break; case 227: bar = 3.4; break; case 228: bar = 3.39; break; case 229: bar = 3.37; break; case 230: bar = 3.36; break; case 231: bar = 3.34; break; case 232: bar = 3.33; break; case 233: bar = 3.31; break; case 234: bar = 3.3; break; case 235: bar = 3.28; break; case 236: bar = 3.27; break; case 237: bar = 3.25; break; case 238: bar = 3.24; break; case 239: bar = 3.22; break; case 240: bar = 3.21; break; case 241: bar = 3.19; break; case 242: bar = 3.18; break; case 243: bar = 3.17; break; case 244: bar = 3.15; break; case 245: bar = 3.14; break; case 246: bar = 3.12; break; case 247: bar = 3.11; break; case 248: bar = 3.1; break; case 249: bar = 3.08; break; case 250: bar = 3.07; break; case 251: bar = 3.06; break; case 252: bar = 3.04; break; case 253: bar = 3.03; break; case 254: bar = 3.02; break; case 255: bar = 3.01; break; case 256: bar = 2.99; break; case 257: bar = 2.98; break; case 258: bar = 2.97; break; case 259: bar = 2.96; break; case 260: bar = 2.94; break; case 261: bar = 2.93; break; case 262: bar = 2.92; break; case 263: bar = 2.91; break; case 264: bar = 2.89; break; case 265: bar = 2.88; break; case 266: bar = 2.87; break; case 267: bar = 2.86; break; case 268: bar = 2.85; break; case 269: bar = 2.83; break; case 270: bar = 2.82; break; case 271: bar = 2.81; break; case 272: bar = 2.8; break; case 273: bar = 2.79; break; case 274: bar = 2.78; break; case 275: bar = 2.77; break; case 276: bar = 2.76; break; case 277: bar = 2.74; break; case 278: bar = 2.73; break; case 279: bar = 2.72; break; case 280: bar = 2.71; break; case 281: bar = 2.7; break; case 282: bar = 2.69; break; case 283: bar = 2.68; break; case 284: bar = 2.67; break; case 285: bar = 2.66; break; case 286: bar = 2.65; break; case 287: bar = 2.64; break; case 288: bar = 2.63; break; case 289: bar = 2.62; break; case 290: bar = 2.61; break; case 291: bar = 2.6; break; case 292: bar = 2.59; break; case 293: bar = 2.58; break; case 294: bar = 2.57; break; case 295: bar = 2.56; break; case 296: bar = 2.55; break; case 297: bar = 2.54; break; case 298: bar = 2.53; break; case 299: bar = 2.52; break; case 300: bar = 2.51; break; case 301: bar = 2.5; break; case 302: bar = 2.49; break; case 303: bar = 2.48; break; case 304: bar = 2.47; break; case 305: bar = 2.46; break; case 306: bar = 2.45; break; case 307: bar = 2.44; break; case 308: bar = 2.43; break; case 309: bar = 2.42; break; case 310: bar = 2.41; break; case 311: bar = 2.41; break; case 312: bar = 2.4; break; case 313: bar = 2.39; break; case 314: bar = 2.38; break; case 315: bar = 2.37; break; case 316: bar = 2.36; break; case 317: bar = 2.35; break; case 318: bar = 2.34; break; case 319: bar = 2.34; break; case 320: bar = 2.33; break; case 321: bar = 2.32; break; case 322: bar = 2.31; break; case 323: bar = 2.3; break; case 324: bar = 2.29; break; case 325: bar = 2.28; break; case 326: bar = 2.28; break; case 327: bar = 2.27; break; case 328: bar = 2.26; break; case 329: bar = 2.25; break; case 330: bar = 2.24; break; case 331: bar = 2.24; break; case 332: bar = 2.23; break; case 333: bar = 2.22; break; case 334: bar = 2.21; break; case 335: bar = 2.2; break; case 336: bar = 2.2; break; case 337: bar = 2.19; break; case 338: bar = 2.18; break; case 339: bar = 2.17; break; case 340: bar = 2.17; break; case 341: bar = 2.16; break; case 342: bar = 2.15; break; case 343: bar = 2.14; break; case 344: bar = 2.13; break; case 345: bar = 2.13; break; case 346: bar = 2.12; break; case 347: bar = 2.11; break; case 348: bar = 2.11; break; case 349: bar = 2.1; break; case 350: bar = 2.09; break; case 351: bar = 2.08; break; case 352: bar = 2.08; break; case 353: bar = 2.07; break; case 354: bar = 2.06; break; case 355: bar = 2.05; break; case 356: bar = 2.05; break; case 357: bar = 2.04; break; case 358: bar = 2.03; break; case 359: bar = 2.03; break; case 360: bar = 2.02; break; case 361: bar = 2.01; break; case 362: bar = 2.01; break; case 363: bar = 2; break; case 364: bar = 1.99; break; case 365: bar = 1.99; break; case 366: bar = 1.98; break; case 367: bar = 1.97; break; case 368: bar = 1.97; break; case 369: bar = 1.96; break; case 370: bar = 1.95; break; case 371: bar = 1.95; break; case 372: bar = 1.94; break; case 373: bar = 1.93; break; case 374: bar = 1.93; break; case 375: bar = 1.92; break; case 376: bar = 1.91; break; case 377: bar = 1.91; break; case 378: bar = 1.9; break; case 379: bar = 1.89; break; case 380: bar = 1.89; break; case 381: bar = 1.88; break; case 382: bar = 1.88; break; case 383: bar = 1.87; break; case 384: bar = 1.86; break; case 385: bar = 1.86; break; case 386: bar = 1.85; break; case 387: bar = 1.85; break; case 388: bar = 1.84; break; case 389: bar = 1.83; break; case 390: bar = 1.83; break; case 391: bar = 1.82; break; case 392: bar = 1.82; break; case 393: bar = 1.81; break; case 394: bar = 1.8; break; case 395: bar = 1.8; break; case 396: bar = 1.79; break; case 397: bar = 1.79; break; case 398: bar = 1.78; break; case 399: bar = 1.77; break; case 400: bar = 1.77; break; case 401: bar = 1.76; break; case 402: bar = 1.76; break; case 403: bar = 1.75; break; case 404: bar = 1.75; break; case 405: bar = 1.74; break; case 406: bar = 1.73; break; case 407: bar = 1.73; break; case 408: bar = 1.72; break; case 409: bar = 1.72; break; case 410: bar = 1.71; break; case 411: bar = 1.71; break; case 412: bar = 1.7; break; case 413: bar = 1.7; break; case 414: bar = 1.69; break; case 415: bar = 1.69; break; case 416: bar = 1.68; break; case 417: bar = 1.67; break; case 418: bar = 1.67; break; case 419: bar = 1.66; break; case 420: bar = 1.66; break; case 421: bar = 1.65; break; case 422: bar = 1.65; break; case 423: bar = 1.64; break; case 424: bar = 1.64; break; case 425: bar = 1.63; break; case 426: bar = 1.63; break; case 427: bar = 1.62; break; case 428: bar = 1.62; break; case 429: bar = 1.61; break; case 430: bar = 1.61; break; case 431: bar = 1.6; break; case 432: bar = 1.6; break; case 433: bar = 1.59; break; case 434: bar = 1.59; break; case 435: bar = 1.58; break; case 436: bar = 1.58; break; case 437: bar = 1.57; break; case 438: bar = 1.57; break; case 439: bar = 1.56; break; case 440: bar = 1.56; break; case 441: bar = 1.55; break; case 442: bar = 1.55; break; case 443: bar = 1.54; break; case 444: bar = 1.54; break; case 445: bar = 1.53; break; case 446: bar = 1.53; break; case 447: bar = 1.53; break; case 448: bar = 1.52; break; case 449: bar = 1.52; break; case 450: bar = 1.51; break; case 451: bar = 1.51; break; case 452: bar = 1.5; break; case 453: bar = 1.5; break; case 454: bar = 1.49; break; case 455: bar = 1.49; break; case 456: bar = 1.48; break; case 457: bar = 1.48; break; case 458: bar = 1.47; break; case 459: bar = 1.47; break; case 460: bar = 1.47; break; case 461: bar = 1.46; break; case 462: bar = 1.46; break; case 463: bar = 1.45; break; case 464: bar = 1.45; break; case 465: bar = 1.44; break; case 466: bar = 1.44; break; case 467: bar = 1.44; break; case 468: bar = 1.43; break; case 469: bar = 1.43; break; case 470: bar = 1.42; break; case 471: bar = 1.42; break; case 472: bar = 1.41; break; case 473: bar = 1.41; break; case 474: bar = 1.41; break; case 475: bar = 1.4; break; case 476: bar = 1.4; break; case 477: bar = 1.39; break; case 478: bar = 1.39; break; case 479: bar = 1.38; break; case 480: bar = 1.38; break; case 481: bar = 1.38; break; case 482: bar = 1.37; break; case 483: bar = 1.37; break; case 484: bar = 1.36; break; case 485: bar = 1.36; break; case 486: bar = 1.36; break; case 487: bar = 1.35; break; case 488: bar = 1.35; break; case 489: bar = 1.34; break; case 490: bar = 1.34; break; case 491: bar = 1.34; break; case 492: bar = 1.33; break; case 493: bar = 1.33; break; case 494: bar = 1.32; break; case 495: bar = 1.32; break; case 496: bar = 1.32; break; case 497: bar = 1.31; break; case 498: bar = 1.31; break; case 499: bar = 1.3; break; case 500: bar = 1.3; break; case 501: bar = 1.3; break; case 502: bar = 1.29; break; case 503: bar = 1.29; break; case 504: bar = 1.29; break; case 505: bar = 1.28; break; case 506: bar = 1.28; break; case 507: bar = 1.27; break; case 508: bar = 1.27; break; case 509: bar = 1.27; break; case 510: bar = 1.26; break; case 511: bar = 1.26; break; case 512: bar = 1.26; break; case 513: bar = 1.25; break; case 514: bar = 1.25; break; case 515: bar = 1.24; break; case 516: bar = 1.24; break; case 517: bar = 1.24; break; case 518: bar = 1.23; break; case 519: bar = 1.23; break; case 520: bar = 1.23; break; case 521: bar = 1.22; break; case 522: bar = 1.22; break; case 523: bar = 1.22; break; case 524: bar = 1.21; break; case 525: bar = 1.21; break; case 526: bar = 1.21; break; case 527: bar = 1.2; break; case 528: bar = 1.2; break; case 529: bar = 1.2; break; case 530: bar = 1.19; break; case 531: bar = 1.19; break; case 532: bar = 1.18; break; case 533: bar = 1.18; break; case 534: bar = 1.18; break; case 535: bar = 1.17; break; case 536: bar = 1.17; break; case 537: bar = 1.17; break; case 538: bar = 1.16; break; case 539: bar = 1.16; break; case 540: bar = 1.16; break; case 541: bar = 1.15; break; case 542: bar = 1.15; break; case 543: bar = 1.15; break; case 544: bar = 1.14; break; case 545: bar = 1.14; break; case 546: bar = 1.14; break; case 547: bar = 1.13; break; case 548: bar = 1.13; break; case 549: bar = 1.13; break; case 550: bar = 1.12; break; case 551: bar = 1.12; break; case 552: bar = 1.12; break; case 553: bar = 1.12; break; case 554: bar = 1.11; break; case 555: bar = 1.11; break; case 556: bar = 1.11; break; case 557: bar = 1.1; break; case 558: bar = 1.1; break; case 559: bar = 1.1; break; case 560: bar = 1.09; break; case 561: bar = 1.09; break; case 562: bar = 1.09; break; case 563: bar = 1.08; break; case 564: bar = 1.08; break; case 565: bar = 1.08; break; case 566: bar = 1.07; break; case 567: bar = 1.07; break; case 568: bar = 1.07; break; case 569: bar = 1.07; break; case 570: bar = 1.06; break; case 571: bar = 1.06; break; case 572: bar = 1.06; break; case 573: bar = 1.05; break; case 574: bar = 1.05; break; case 575: bar = 1.05; break; case 576: bar = 1.04; break; case 577: bar = 1.04; break; case 578: bar = 1.04; break; case 579: bar = 1.04; break; case 580: bar = 1.03; break; case 581: bar = 1.03; break; case 582: bar = 1.03; break; case 583: bar = 1.02; break; case 584: bar = 1.02; break; case 585: bar = 1.02; break; case 586: bar = 1.02; break; case 587: bar = 1.01; break; case 588: bar = 1.01; break; case 589: bar = 1.01; break; case 590: bar = 1; break; case 591: bar = 1; break; case 592: bar = 1; break; case 593: bar = 1; break; case 594: bar = 0.99; break; case 595: bar = 0.99; break; case 596: bar = 0.99; break; case 597: bar = 0.98; break; case 598: bar = 0.98; break; case 599: bar = 0.98; break; case 600: bar = 0.98; break; case 601: bar = 0.97; break; case 602: bar = 0.97; break; case 603: bar = 0.97; break; case 604: bar = 0.96; break; case 605: bar = 0.96; break; case 606: bar = 0.96; break; case 607: bar = 0.96; break; case 608: bar = 0.95; break; case 609: bar = 0.95; break; case 610: bar = 0.95; break; case 611: bar = 0.95; break; case 612: bar = 0.94; break; case 613: bar = 0.94; break; case 614: bar = 0.94; break; case 615: bar = 0.94; break; case 616: bar = 0.93; break; case 617: bar = 0.93; break; case 618: bar = 0.93; break; case 619: bar = 0.92; break; case 620: bar = 0.92; break; case 621: bar = 0.92; break; case 622: bar = 0.92; break; case 623: bar = 0.91; break; case 624: bar = 0.91; break; case 625: bar = 0.91; break; case 626: bar = 0.91; break; case 627: bar = 0.9; break; case 628: bar = 0.9; break; case 629: bar = 0.9; break; case 630: bar = 0.9; break; case 631: bar = 0.89; break; case 632: bar = 0.89; break; case 633: bar = 0.89; break; case 634: bar = 0.89; break; case 635: bar = 0.88; break; case 636: bar = 0.88; break; case 637: bar = 0.88; break; case 638: bar = 0.88; break; case 639: bar = 0.87; break; case 640: bar = 0.87; break; case 641: bar = 0.87; break; case 642: bar = 0.87; break; case 643: bar = 0.86; break; case 644: bar = 0.86; break; case 645: bar = 0.86; break; case 646: bar = 0.86; break; case 647: bar = 0.85; break; case 648: bar = 0.85; break; case 649: bar = 0.85; break; case 650: bar = 0.85; break; case 651: bar = 0.84; break; case 652: bar = 0.84; break; case 653: bar = 0.84; break; case 654: bar = 0.84; break; case 655: bar = 0.84; break; case 656: bar = 0.83; break; case 657: bar = 0.83; break; case 658: bar = 0.83; break; case 659: bar = 0.83; break; case 660: bar = 0.82; break; case 661: bar = 0.82; break; case 662: bar = 0.82; break; case 663: bar = 0.82; break; case 664: bar = 0.81; break; case 665: bar = 0.81; break; case 666: bar = 0.81; break; case 667: bar = 0.81; break; case 668: bar = 0.81; break; case 669: bar = 0.8; break; case 670: bar = 0.8; break; case 671: bar = 0.8; break; case 672: bar = 0.8; break; case 673: bar = 0.79; break; case 674: bar = 0.79; break; case 675: bar = 0.79; break; case 676: bar = 0.79; break; case 677: bar = 0.78; break; case 678: bar = 0.78; break; case 679: bar = 0.78; break; case 680: bar = 0.78; break; case 681: bar = 0.78; break; case 682: bar = 0.77; break; case 683: bar = 0.77; break; case 684: bar = 0.77; break; case 685: bar = 0.77; break; case 686: bar = 0.77; break; case 687: bar = 0.76; break; case 688: bar = 0.76; break; case 689: bar = 0.76; break; case 690: bar = 0.76; break; case 691: bar = 0.75; break; case 692: bar = 0.75; break; case 693: bar = 0.75; break; case 694: bar = 0.75; break; case 695: bar = 0.75; break; case 696: bar = 0.74; break; case 697: bar = 0.74; break; case 698: bar = 0.74; break; case 699: bar = 0.74; break; case 700: bar = 0.74; break; case 701: bar = 0.73; break; case 702: bar = 0.73; break; case 703: bar = 0.73; break; case 704: bar = 0.73; break; case 705: bar = 0.72; break; case 706: bar = 0.72; break; case 707: bar = 0.72; break; case 708: bar = 0.72; break; case 709: bar = 0.72; break; case 710: bar = 0.71; break; case 711: bar = 0.71; break; case 712: bar = 0.71; break; case 713: bar = 0.71; break; case 714: bar = 0.71; break; case 715: bar = 0.7; break; case 716: bar = 0.7; break; case 717: bar = 0.7; break; case 718: bar = 0.7; break; case 719: bar = 0.7; break; case 720: bar = 0.69; break; case 721: bar = 0.69; break; case 722: bar = 0.69; break; case 723: bar = 0.69; break; case 724: bar = 0.69; break; case 725: bar = 0.68; break; case 726: bar = 0.68; break; case 727: bar = 0.68; break; case 728: bar = 0.68; break; case 729: bar = 0.68; break; case 730: bar = 0.67; break; case 731: bar = 0.67; break; case 732: bar = 0.67; break; case 733: bar = 0.67; break; case 734: bar = 0.67; break; case 735: bar = 0.67; break; case 736: bar = 0.66; break; case 737: bar = 0.66; break; case 738: bar = 0.66; break; case 739: bar = 0.66; break; case 740: bar = 0.66; break; case 741: bar = 0.65; break; case 742: bar = 0.65; break; case 743: bar = 0.65; break; case 744: bar = 0.65; break; case 745: bar = 0.65; break; case 746: bar = 0.64; break; case 747: bar = 0.64; break; case 748: bar = 0.64; break; case 749: bar = 0.64; break; case 750: bar = 0.64; break; case 751: bar = 0.64; break; case 752: bar = 0.63; break; case 753: bar = 0.63; break; case 754: bar = 0.63; break; case 755: bar = 0.63; break; case 756: bar = 0.63; break; case 757: bar = 0.62; break; case 758: bar = 0.62; break; case 759: bar = 0.62; break; case 760: bar = 0.62; break; case 761: bar = 0.62; break; case 762: bar = 0.61; break; case 763: bar = 0.61; break; case 764: bar = 0.61; break; case 765: bar = 0.61; break; case 766: bar = 0.61; break; case 767: bar = 0.61; break; case 768: bar = 0.6; break; case 769: bar = 0.6; break; case 770: bar = 0.6; break; case 771: bar = 0.6; break; case 772: bar = 0.6; break; case 773: bar = 0.6; break; case 774: bar = 0.59; break; case 775: bar = 0.59; break; case 776: bar = 0.59; break; case 777: bar = 0.59; break; case 778: bar = 0.59; break; case 779: bar = 0.59; break; case 780: bar = 0.58; break; case 781: bar = 0.58; break; case 782: bar = 0.58; break; case 783: bar = 0.58; break; case 784: bar = 0.58; break; case 785: bar = 0.57; break; case 786: bar = 0.57; break; case 787: bar = 0.57; break; case 788: bar = 0.57; break; case 789: bar = 0.57; break; case 790: bar = 0.57; break; case 791: bar = 0.56; break; case 792: bar = 0.56; break; case 793: bar = 0.56; break; case 794: bar = 0.56; break; case 795: bar = 0.56; break; case 796: bar = 0.56; break; case 797: bar = 0.55; break; case 798: bar = 0.55; break; case 799: bar = 0.55; break; case 800: bar = 0.55; break; case 801: bar = 0.55; break; case 802: bar = 0.55; break; case 803: bar = 0.54; break; case 804: bar = 0.54; break; case 805: bar = 0.54; break; case 806: bar = 0.54; break; case 807: bar = 0.54; break; case 808: bar = 0.54; break; case 809: bar = 0.53; break; case 810: bar = 0.53; break; case 811: bar = 0.53; break; case 812: bar = 0.53; break; case 813: bar = 0.53; break; case 814: bar = 0.53; break; case 815: bar = 0.53; break; case 816: bar = 0.52; break; case 817: bar = 0.52; break; case 818: bar = 0.52; break; case 819: bar = 0.52; break; case 820: bar = 0.52; break; case 821: bar = 0.52; break; case 822: bar = 0.51; break; case 823: bar = 0.51; break; case 824: bar = 0.51; break; case 825: bar = 0.51; break; case 826: bar = 0.51; break; case 827: bar = 0.51; break; case 828: bar = 0.5; break; case 829: bar = 0.5; break; case 830: bar = 0.5; break; case 831: bar = 0.5; break; case 832: bar = 0.5; break; case 833: bar = 0.5; break; case 834: bar = 0.5; break; case 835: bar = 0.49; break; case 836: bar = 0.49; break; case 837: bar = 0.49; break; case 838: bar = 0.49; break; case 839: bar = 0.49; break; case 840: bar = 0.49; break; case 841: bar = 0.48; break; case 842: bar = 0.48; break; case 843: bar = 0.48; break; case 844: bar = 0.48; break; case 845: bar = 0.48; break; case 846: bar = 0.48; break; case 847: bar = 0.48; break; case 848: bar = 0.47; break; case 849: bar = 0.47; break; case 850: bar = 0.47; break; case 851: bar = 0.47; break; case 852: bar = 0.47; break; case 853: bar = 0.47; break; case 854: bar = 0.47; break; case 855: bar = 0.46; break; case 856: bar = 0.46; break; case 857: bar = 0.46; break; case 858: bar = 0.46; break; case 859: bar = 0.46; break; case 860: bar = 0.46; break; case 861: bar = 0.46; break; case 862: bar = 0.45; break; case 863: bar = 0.45; break; case 864: bar = 0.45; break; case 865: bar = 0.45; break; case 866: bar = 0.45; break; case 867: bar = 0.45; break; case 868: bar = 0.45; break; case 869: bar = 0.44; break; case 870: bar = 0.44; break; case 871: bar = 0.44; break; case 872: bar = 0.44; break; case 873: bar = 0.44; break; case 874: bar = 0.44; break; case 875: bar = 0.44; break; case 876: bar = 0.43; break; case 877: bar = 0.43; break; case 878: bar = 0.43; break; case 879: bar = 0.43; break; case 880: bar = 0.43; break; case 881: bar = 0.43; break; case 882: bar = 0.43; break; case 883: bar = 0.42; break; case 884: bar = 0.42; break; case 885: bar = 0.42; break; case 886: bar = 0.42; break; case 887: bar = 0.42; break; case 888: bar = 0.42; break; case 889: bar = 0.42; break; case 890: bar = 0.41; break; case 891: bar = 0.41; break; case 892: bar = 0.41; break; case 893: bar = 0.41; break; case 894: bar = 0.41; break; case 895: bar = 0.41; break; case 896: bar = 0.41; break; case 897: bar = 0.41; break; case 898: bar = 0.4; break; case 899: bar = 0.4; break; case 900: bar = 0.4; break; case 901: bar = 0.4; break; case 902: bar = 0.4; break; case 903: bar = 0.4; break; case 904: bar = 0.4; break; case 905: bar = 0.39; break; case 906: bar = 0.39; break; case 907: bar = 0.39; break; case 908: bar = 0.39; break; case 909: bar = 0.39; break; case 910: bar = 0.39; break; case 911: bar = 0.39; break; case 912: bar = 0.39; break; case 913: bar = 0.38; break; case 914: bar = 0.38; break; case 915: bar = 0.38; break; case 916: bar = 0.38; break; case 917: bar = 0.38; break; case 918: bar = 0.38; break; case 919: bar = 0.38; break; case 920: bar = 0.38; break; case 921: bar = 0.37; break; case 922: bar = 0.37; break; case 923: bar = 0.37; break; case 924: bar = 0.37; break; case 925: bar = 0.37; break; case 926: bar = 0.37; break; case 927: bar = 0.37; break; case 928: bar = 0.37; break; case 929: bar = 0.36; break; case 930: bar = 0.36; break; case 931: bar = 0.36; break; case 932: bar = 0.36; break; case 933: bar = 0.36; break; case 934: bar = 0.36; break; case 935: bar = 0.36; break; case 936: bar = 0.36; break; case 937: bar = 0.35; break; case 938: bar = 0.35; break; case 939: bar = 0.35; break; case 940: bar = 0.35; break; case 941: bar = 0.35; break; case 942: bar = 0.35; break; case 943: bar = 0.35; break; case 944: bar = 0.35; break; case 945: bar = 0.34; break; case 946: bar = 0.34; break; case 947: bar = 0.34; break; case 948: bar = 0.34; break; case 949: bar = 0.34; break; case 950: bar = 0.34; break; case 951: bar = 0.34; break; case 952: bar = 0.34; break; case 953: bar = 0.33; break; case 954: bar = 0.33; break; case 955: bar = 0.33; break; case 956: bar = 0.33; break; case 957: bar = 0.33; break; case 958: bar = 0.33; break; case 959: bar = 0.33; break; case 960: bar = 0.33; break; case 961: bar = 0.32; break; case 962: bar = 0.32; break; case 963: bar = 0.32; break; case 964: bar = 0.32; break; case 965: bar = 0.32; break; case 966: bar = 0.32; break; case 967: bar = 0.32; break; case 968: bar = 0.32; break; case 969: bar = 0.32; break; case 970: bar = 0.31; break; case 971: bar = 0.31; break; case 972: bar = 0.31; break; case 973: bar = 0.31; break; case 974: bar = 0.31; break; case 975: bar = 0.31; break; case 976: bar = 0.31; break; case 977: bar = 0.31; break; case 978: bar = 0.3; break; case 979: bar = 0.3; break; case 980: bar = 0.3; break; case 981: bar = 0.3; break; case 982: bar = 0.3; break; case 983: bar = 0.3; break; case 984: bar = 0.3; break; case 985: bar = 0.3; break; case 986: bar = 0.3; break; case 987: bar = 0.29; break; case 988: bar = 0.29; break; case 989: bar = 0.29; break; case 990: bar = 0.29; break; case 991: bar = 0.29; break; case 992: bar = 0.29; break; case 993: bar = 0.29; break; case 994: bar = 0.29; break; case 995: bar = 0.29; break; case 996: bar = 0.28; break; case 997: bar = 0.28; break; case 998: bar = 0.28; break; case 999: bar = 0.28; break; case 1000: bar = 0.28; break; case 1001: bar = 0.28; break; case 1002: bar = 0.28; break; case 1003: bar = 0.28; break; case 1004: bar = 0.28; break; case 1005: bar = 0.27; break; case 1006: bar = 0.27; break; case 1007: bar = 0.27; break; case 1008: bar = 0.27; break; case 1009: bar = 0.27; break; case 1010: bar = 0.27; break; case 1011: bar = 0.27; break; case 1012: bar = 0.27; break; case 1013: bar = 0.27; break; case 1014: bar = 0.26; break; case 1015: bar = 0.26; break; case 1016: bar = 0.26; break; case 1017: bar = 0.26; break; case 1018: bar = 0.26; break; case 1019: bar = 0.26; break; case 1020: bar = 0.26; break; case 1021: bar = 0.26; break; case 1022: bar = 0.26; break; case 1023: bar = 0.26; break; case 1024: bar = 0.25; break;
case 137: bar = 5.63; break; | case 137: bar = 5.63; break; case 138: bar = 5.59; break; case 139: bar = 5.55; break; case 140: bar = 5.51; break; case 141: bar = 5.47; break; case 142: bar = 5.44; break; case 143: bar = 5.4; break; case 144: bar = 5.37; break; case 145: bar = 5.33; break; case 146: bar = 5.3; break; case 147: bar = 5.26; break; case 148: bar = 5.23; break; case 149: bar = 5.19; break; case 150: bar = 5.16; break; case 151: bar = 5.13; break; case 152: bar = 5.09; break; case 153: bar = 5.06; break; case 154: bar = 5.03; break; case 155: bar = 5; break; case 156: bar = 4.97; break; case 157: bar = 4.94; break; case 158: bar = 4.91; break; case 159: bar = 4.88; break; case 160: bar = 4.85; break; case 161: bar = 4.82; break; case 162: bar = 4.79; break; case 163: bar = 4.76; break; case 164: bar = 4.73; break; case 165: bar = 4.7; break; case 166: bar = 4.68; break; case 167: bar = 4.65; break; case 168: bar = 4.62; break; case 169: bar = 4.59; break; case 170: bar = 4.57; break; case 171: bar = 4.54; break; case 172: bar = 4.52; break; case 173: bar = 4.49; break; case 174: bar = 4.46; break; case 175: bar = 4.44; break; case 176: bar = 4.41; break; case 177: bar = 4.39; break; case 178: bar = 4.36; break; case 179: bar = 4.34; break; case 180: bar = 4.32; break; case 181: bar = 4.29; break; case 182: bar = 4.27; break; case 183: bar = 4.25; break; case 184: bar = 4.22; break; case 185: bar = 4.2; break; case 186: bar = 4.18; break; case 187: bar = 4.15; break; case 188: bar = 4.13; break; case 189: bar = 4.11; break; case 190: bar = 4.09; break; case 191: bar = 4.07; break; case 192: bar = 4.05; break; case 193: bar = 4.02; break; case 194: bar = 4; break; case 195: bar = 3.98; break; case 196: bar = 3.96; break; case 197: bar = 3.94; break; case 198: bar = 3.92; break; case 199: bar = 3.9; break; case 200: bar = 3.88; break; case 201: bar = 3.86; break; case 202: bar = 3.84; break; case 203: bar = 3.82; break; case 204: bar = 3.8; break; case 205: bar = 3.78; break; case 206: bar = 3.77; break; case 207: bar = 3.75; break; case 208: bar = 3.73; break; case 209: bar = 3.71; break; case 210: bar = 3.69; break; case 211: bar = 3.67; break; case 212: bar = 3.66; break; case 213: bar = 3.64; break; case 214: bar = 3.62; break; case 215: bar = 3.6; break; case 216: bar = 3.59; break; case 217: bar = 3.57; break; case 218: bar = 3.55; break; case 219: bar = 3.53; break; case 220: bar = 3.52; break; case 221: bar = 3.5; break; case 222: bar = 3.48; break; case 223: bar = 3.47; break; case 224: bar = 3.45; break; case 225: bar = 3.44; break; case 226: bar = 3.42; break; case 227: bar = 3.4; break; case 228: bar = 3.39; break; case 229: bar = 3.37; break; case 230: bar = 3.36; break; case 231: bar = 3.34; break; case 232: bar = 3.33; break; case 233: bar = 3.31; break; case 234: bar = 3.3; break; case 235: bar = 3.28; break; case 236: bar = 3.27; break; case 237: bar = 3.25; break; case 238: bar = 3.24; break; case 239: bar = 3.22; break; case 240: bar = 3.21; break; case 241: bar = 3.19; break; case 242: bar = 3.18; break; case 243: bar = 3.17; break; case 244: bar = 3.15; break; case 245: bar = 3.14; break; case 246: bar = 3.12; break; case 247: bar = 3.11; break; case 248: bar = 3.1; break; case 249: bar = 3.08; break; case 250: bar = 3.07; break; case 251: bar = 3.06; break; case 252: bar = 3.04; break; case 253: bar = 3.03; break; case 254: bar = 3.02; break; case 255: bar = 3.01; break; case 256: bar = 2.99; break; case 257: bar = 2.98; break; case 258: bar = 2.97; break; case 259: bar = 2.96; break; case 260: bar = 2.94; break; case 261: bar = 2.93; break; case 262: bar = 2.92; break; case 263: bar = 2.91; break; case 264: bar = 2.89; break; case 265: bar = 2.88; break; case 266: bar = 2.87; break; case 267: bar = 2.86; break; case 268: bar = 2.85; break; case 269: bar = 2.83; break; case 270: bar = 2.82; break; case 271: bar = 2.81; break; case 272: bar = 2.8; break; case 273: bar = 2.79; break; case 274: bar = 2.78; break; case 275: bar = 2.77; break; case 276: bar = 2.76; break; case 277: bar = 2.74; break; case 278: bar = 2.73; break; case 279: bar = 2.72; break; case 280: bar = 2.71; break; case 281: bar = 2.7; break; case 282: bar = 2.69; break; case 283: bar = 2.68; break; case 284: bar = 2.67; break; case 285: bar = 2.66; break; case 286: bar = 2.65; break; case 287: bar = 2.64; break; case 288: bar = 2.63; break; case 289: bar = 2.62; break; case 290: bar = 2.61; break; case 291: bar = 2.6; break; case 292: bar = 2.59; break; case 293: bar = 2.58; break; case 294: bar = 2.57; break; case 295: bar = 2.56; break; case 296: bar = 2.55; break; case 297: bar = 2.54; break; case 298: bar = 2.53; break; case 299: bar = 2.52; break; case 300: bar = 2.51; break; case 301: bar = 2.5; break; case 302: bar = 2.49; break; case 303: bar = 2.48; break; case 304: bar = 2.47; break; case 305: bar = 2.46; break; case 306: bar = 2.45; break; case 307: bar = 2.44; break; case 308: bar = 2.43; break; case 309: bar = 2.42; break; case 310: bar = 2.41; break; case 311: bar = 2.41; break; case 312: bar = 2.4; break; case 313: bar = 2.39; break; case 314: bar = 2.38; break; case 315: bar = 2.37; break; case 316: bar = 2.36; break; case 317: bar = 2.35; break; case 318: bar = 2.34; break; case 319: bar = 2.34; break; case 320: bar = 2.33; break; case 321: bar = 2.32; break; case 322: bar = 2.31; break; case 323: bar = 2.3; break; case 324: bar = 2.29; break; case 325: bar = 2.28; break; case 326: bar = 2.28; break; case 327: bar = 2.27; break; case 328: bar = 2.26; break; case 329: bar = 2.25; break; case 330: bar = 2.24; break; case 331: bar = 2.24; break; case 332: bar = 2.23; break; case 333: bar = 2.22; break; case 334: bar = 2.21; break; case 335: bar = 2.2; break; case 336: bar = 2.2; break; case 337: bar = 2.19; break; case 338: bar = 2.18; break; case 339: bar = 2.17; break; case 340: bar = 2.17; break; case 341: bar = 2.16; break; case 342: bar = 2.15; break; case 343: bar = 2.14; break; case 344: bar = 2.13; break; case 345: bar = 2.13; break; case 346: bar = 2.12; break; case 347: bar = 2.11; break; case 348: bar = 2.11; break; case 349: bar = 2.1; break; case 350: bar = 2.09; break; case 351: bar = 2.08; break; case 352: bar = 2.08; break; case 353: bar = 2.07; break; case 354: bar = 2.06; break; case 355: bar = 2.05; break; case 356: bar = 2.05; break; case 357: bar = 2.04; break; case 358: bar = 2.03; break; case 359: bar = 2.03; break; case 360: bar = 2.02; break; case 361: bar = 2.01; break; case 362: bar = 2.01; break; case 363: bar = 2; break; case 364: bar = 1.99; break; case 365: bar = 1.99; break; case 366: bar = 1.98; break; case 367: bar = 1.97; break; case 368: bar = 1.97; break; case 369: bar = 1.96; break; case 370: bar = 1.95; break; case 371: bar = 1.95; break; case 372: bar = 1.94; break; case 373: bar = 1.93; break; case 374: bar = 1.93; break; case 375: bar = 1.92; break; case 376: bar = 1.91; break; case 377: bar = 1.91; break; case 378: bar = 1.9; break; case 379: bar = 1.89; break; case 380: bar = 1.89; break; case 381: bar = 1.88; break; case 382: bar = 1.88; break; case 383: bar = 1.87; break; case 384: bar = 1.86; break; case 385: bar = 1.86; break; case 386: bar = 1.85; break; case 387: bar = 1.85; break; case 388: bar = 1.84; break; case 389: bar = 1.83; break; case 390: bar = 1.83; break; case 391: bar = 1.82; break; case 392: bar = 1.82; break; case 393: bar = 1.81; break; case 394: bar = 1.8; break; case 395: bar = 1.8; break; case 396: bar = 1.79; break; case 397: bar = 1.79; break; case 398: bar = 1.78; break; case 399: bar = 1.77; break; case 400: bar = 1.77; break; case 401: bar = 1.76; break; case 402: bar = 1.76; break; case 403: bar = 1.75; break; case 404: bar = 1.75; break; case 405: bar = 1.74; break; case 406: bar = 1.73; break; case 407: bar = 1.73; break; case 408: bar = 1.72; break; case 409: bar = 1.72; break; case 410: bar = 1.71; break; case 411: bar = 1.71; break; case 412: bar = 1.7; break; case 413: bar = 1.7; break; case 414: bar = 1.69; break; case 415: bar = 1.69; break; case 416: bar = 1.68; break; case 417: bar = 1.67; break; case 418: bar = 1.67; break; case 419: bar = 1.66; break; case 420: bar = 1.66; break; case 421: bar = 1.65; break; case 422: bar = 1.65; break; case 423: bar = 1.64; break; case 424: bar = 1.64; break; case 425: bar = 1.63; break; case 426: bar = 1.63; break; case 427: bar = 1.62; break; case 428: bar = 1.62; break; case 429: bar = 1.61; break; case 430: bar = 1.61; break; case 431: bar = 1.6; break; case 432: bar = 1.6; break; case 433: bar = 1.59; break; case 434: bar = 1.59; break; case 435: bar = 1.58; break; case 436: bar = 1.58; break; case 437: bar = 1.57; break; case 438: bar = 1.57; break; case 439: bar = 1.56; break; case 440: bar = 1.56; break; case 441: bar = 1.55; break; case 442: bar = 1.55; break; case 443: bar = 1.54; break; case 444: bar = 1.54; break; case 445: bar = 1.53; break; case 446: bar = 1.53; break; case 447: bar = 1.53; break; case 448: bar = 1.52; break; case 449: bar = 1.52; break; case 450: bar = 1.51; break; case 451: bar = 1.51; break; case 452: bar = 1.5; break; case 453: bar = 1.5; break; case 454: bar = 1.49; break; case 455: bar = 1.49; break; case 456: bar = 1.48; break; case 457: bar = 1.48; break; case 458: bar = 1.47; break; case 459: bar = 1.47; break; case 460: bar = 1.47; break; case 461: bar = 1.46; break; case 462: bar = 1.46; break; case 463: bar = 1.45; break; case 464: bar = 1.45; break; case 465: bar = 1.44; break; case 466: bar = 1.44; break; case 467: bar = 1.44; break; case 468: bar = 1.43; break; case 469: bar = 1.43; break; case 470: bar = 1.42; break; case 471: bar = 1.42; break; case 472: bar = 1.41; break; case 473: bar = 1.41; break; case 474: bar = 1.41; break; case 475: bar = 1.4; break; case 476: bar = 1.4; break; case 477: bar = 1.39; break; case 478: bar = 1.39; break; case 479: bar = 1.38; break; case 480: bar = 1.38; break; case 481: bar = 1.38; break; case 482: bar = 1.37; break; case 483: bar = 1.37; break; case 484: bar = 1.36; break; case 485: bar = 1.36; break; case 486: bar = 1.36; break; case 487: bar = 1.35; break; case 488: bar = 1.35; break; case 489: bar = 1.34; break; case 490: bar = 1.34; break; case 491: bar = 1.34; break; case 492: bar = 1.33; break; case 493: bar = 1.33; break; case 494: bar = 1.32; break; case 495: bar = 1.32; break; case 496: bar = 1.32; break; case 497: bar = 1.31; break; case 498: bar = 1.31; break; case 499: bar = 1.3; break; case 500: bar = 1.3; break; case 501: bar = 1.3; break; case 502: bar = 1.29; break; case 503: bar = 1.29; break; case 504: bar = 1.29; break; case 505: bar = 1.28; break; case 506: bar = 1.28; break; case 507: bar = 1.27; break; case 508: bar = 1.27; break; case 509: bar = 1.27; break; case 510: bar = 1.26; break; case 511: bar = 1.26; break; case 512: bar = 1.26; break; case 513: bar = 1.25; break; case 514: bar = 1.25; break; case 515: bar = 1.24; break; case 516: bar = 1.24; break; case 517: bar = 1.24; break; case 518: bar = 1.23; break; case 519: bar = 1.23; break; case 520: bar = 1.23; break; case 521: bar = 1.22; break; case 522: bar = 1.22; break; case 523: bar = 1.22; break; case 524: bar = 1.21; break; case 525: bar = 1.21; break; case 526: bar = 1.21; break; case 527: bar = 1.2; break; case 528: bar = 1.2; break; case 529: bar = 1.2; break; case 530: bar = 1.19; break; case 531: bar = 1.19; break; case 532: bar = 1.18; break; case 533: bar = 1.18; break; case 534: bar = 1.18; break; case 535: bar = 1.17; break; case 536: bar = 1.17; break; case 537: bar = 1.17; break; case 538: bar = 1.16; break; case 539: bar = 1.16; break; case 540: bar = 1.16; break; case 541: bar = 1.15; break; case 542: bar = 1.15; break; case 543: bar = 1.15; break; case 544: bar = 1.14; break; case 545: bar = 1.14; break; case 546: bar = 1.14; break; case 547: bar = 1.13; break; case 548: bar = 1.13; break; case 549: bar = 1.13; break; case 550: bar = 1.12; break; case 551: bar = 1.12; break; case 552: bar = 1.12; break; case 553: bar = 1.12; break; case 554: bar = 1.11; break; case 555: bar = 1.11; break; case 556: bar = 1.11; break; case 557: bar = 1.1; break; case 558: bar = 1.1; break; case 559: bar = 1.1; break; case 560: bar = 1.09; break; case 561: bar = 1.09; break; case 562: bar = 1.09; break; case 563: bar = 1.08; break; case 564: bar = 1.08; break; case 565: bar = 1.08; break; case 566: bar = 1.07; break; case 567: bar = 1.07; break; case 568: bar = 1.07; break; case 569: bar = 1.07; break; case 570: bar = 1.06; break; case 571: bar = 1.06; break; case 572: bar = 1.06; break; case 573: bar = 1.05; break; case 574: bar = 1.05; break; case 575: bar = 1.05; break; case 576: bar = 1.04; break; case 577: bar = 1.04; break; case 578: bar = 1.04; break; case 579: bar = 1.04; break; case 580: bar = 1.03; break; case 581: bar = 1.03; break; case 582: bar = 1.03; break; case 583: bar = 1.02; break; case 584: bar = 1.02; break; case 585: bar = 1.02; break; case 586: bar = 1.02; break; case 587: bar = 1.01; break; case 588: bar = 1.01; break; case 589: bar = 1.01; break; case 590: bar = 1; break; case 591: bar = 1; break; case 592: bar = 1; break; case 593: bar = 1; break; case 594: bar = 0.99; break; case 595: bar = 0.99; break; case 596: bar = 0.99; break; case 597: bar = 0.98; break; case 598: bar = 0.98; break; case 599: bar = 0.98; break; case 600: bar = 0.98; break; case 601: bar = 0.97; break; case 602: bar = 0.97; break; case 603: bar = 0.97; break; case 604: bar = 0.96; break; case 605: bar = 0.96; break; case 606: bar = 0.96; break; case 607: bar = 0.96; break; case 608: bar = 0.95; break; case 609: bar = 0.95; break; case 610: bar = 0.95; break; case 611: bar = 0.95; break; case 612: bar = 0.94; break; case 613: bar = 0.94; break; case 614: bar = 0.94; break; case 615: bar = 0.94; break; case 616: bar = 0.93; break; case 617: bar = 0.93; break; case 618: bar = 0.93; break; case 619: bar = 0.92; break; case 620: bar = 0.92; break; case 621: bar = 0.92; break; case 622: bar = 0.92; break; case 623: bar = 0.91; break; case 624: bar = 0.91; break; case 625: bar = 0.91; break; case 626: bar = 0.91; break; case 627: bar = 0.9; break; case 628: bar = 0.9; break; case 629: bar = 0.9; break; case 630: bar = 0.9; break; case 631: bar = 0.89; break; case 632: bar = 0.89; break; case 633: bar = 0.89; break; case 634: bar = 0.89; break; case 635: bar = 0.88; break; case 636: bar = 0.88; break; case 637: bar = 0.88; break; case 638: bar = 0.88; break; case 639: bar = 0.87; break; case 640: bar = 0.87; break; case 641: bar = 0.87; break; case 642: bar = 0.87; break; case 643: bar = 0.86; break; case 644: bar = 0.86; break; case 645: bar = 0.86; break; case 646: bar = 0.86; break; case 647: bar = 0.85; break; case 648: bar = 0.85; break; case 649: bar = 0.85; break; case 650: bar = 0.85; break; case 651: bar = 0.84; break; case 652: bar = 0.84; break; case 653: bar = 0.84; break; case 654: bar = 0.84; break; case 655: bar = 0.84; break; case 656: bar = 0.83; break; case 657: bar = 0.83; break; case 658: bar = 0.83; break; case 659: bar = 0.83; break; case 660: bar = 0.82; break; case 661: bar = 0.82; break; case 662: bar = 0.82; break; case 663: bar = 0.82; break; case 664: bar = 0.81; break; case 665: bar = 0.81; break; case 666: bar = 0.81; break; case 667: bar = 0.81; break; case 668: bar = 0.81; break; case 669: bar = 0.8; break; case 670: bar = 0.8; break; case 671: bar = 0.8; break; case 672: bar = 0.8; break; case 673: bar = 0.79; break; case 674: bar = 0.79; break; case 675: bar = 0.79; break; case 676: bar = 0.79; break; case 677: bar = 0.78; break; case 678: bar = 0.78; break; case 679: bar = 0.78; break; case 680: bar = 0.78; break; case 681: bar = 0.78; break; case 682: bar = 0.77; break; case 683: bar = 0.77; break; case 684: bar = 0.77; break; case 685: bar = 0.77; break; case 686: bar = 0.77; break; case 687: bar = 0.76; break; case 688: bar = 0.76; break; case 689: bar = 0.76; break; case 690: bar = 0.76; break; case 691: bar = 0.75; break; case 692: bar = 0.75; break; case 693: bar = 0.75; break; case 694: bar = 0.75; break; case 695: bar = 0.75; break; case 696: bar = 0.74; break; case 697: bar = 0.74; break; case 698: bar = 0.74; break; case 699: bar = 0.74; break; case 700: bar = 0.74; break; case 701: bar = 0.73; break; case 702: bar = 0.73; break; case 703: bar = 0.73; break; case 704: bar = 0.73; break; case 705: bar = 0.72; break; case 706: bar = 0.72; break; case 707: bar = 0.72; break; case 708: bar = 0.72; break; case 709: bar = 0.72; break; case 710: bar = 0.71; break; case 711: bar = 0.71; break; case 712: bar = 0.71; break; case 713: bar = 0.71; break; case 714: bar = 0.71; break; case 715: bar = 0.7; break; case 716: bar = 0.7; break; case 717: bar = 0.7; break; case 718: bar = 0.7; break; case 719: bar = 0.7; break; case 720: bar = 0.69; break; case 721: bar = 0.69; break; case 722: bar = 0.69; break; case 723: bar = 0.69; break; case 724: bar = 0.69; break; case 725: bar = 0.68; break; case 726: bar = 0.68; break; case 727: bar = 0.68; break; case 728: bar = 0.68; break; case 729: bar = 0.68; break; case 730: bar = 0.67; break; case 731: bar = 0.67; break; case 732: bar = 0.67; break; case 733: bar = 0.67; break; case 734: bar = 0.67; break; case 735: bar = 0.67; break; case 736: bar = 0.66; break; case 737: bar = 0.66; break; case 738: bar = 0.66; break; case 739: bar = 0.66; break; case 740: bar = 0.66; break; case 741: bar = 0.65; break; case 742: bar = 0.65; break; case 743: bar = 0.65; break; case 744: bar = 0.65; break; case 745: bar = 0.65; break; case 746: bar = 0.64; break; case 747: bar = 0.64; break; case 748: bar = 0.64; break; case 749: bar = 0.64; break; case 750: bar = 0.64; break; case 751: bar = 0.64; break; case 752: bar = 0.63; break; case 753: bar = 0.63; break; case 754: bar = 0.63; break; case 755: bar = 0.63; break; case 756: bar = 0.63; break; case 757: bar = 0.62; break; case 758: bar = 0.62; break; case 759: bar = 0.62; break; case 760: bar = 0.62; break; case 761: bar = 0.62; break; case 762: bar = 0.61; break; case 763: bar = 0.61; break; case 764: bar = 0.61; break; case 765: bar = 0.61; break; case 766: bar = 0.61; break; case 767: bar = 0.61; break; case 768: bar = 0.6; break; case 769: bar = 0.6; break; case 770: bar = 0.6; break; case 771: bar = 0.6; break; case 772: bar = 0.6; break; case 773: bar = 0.6; break; case 774: bar = 0.59; break; case 775: bar = 0.59; break; case 776: bar = 0.59; break; case 777: bar = 0.59; break; case 778: bar = 0.59; break; case 779: bar = 0.59; break; case 780: bar = 0.58; break; case 781: bar = 0.58; break; case 782: bar = 0.58; break; case 783: bar = 0.58; break; case 784: bar = 0.58; break; case 785: bar = 0.57; break; case 786: bar = 0.57; break; case 787: bar = 0.57; break; case 788: bar = 0.57; break; case 789: bar = 0.57; break; case 790: bar = 0.57; break; case 791: bar = 0.56; break; case 792: bar = 0.56; break; case 793: bar = 0.56; break; case 794: bar = 0.56; break; case 795: bar = 0.56; break; case 796: bar = 0.56; break; case 797: bar = 0.55; break; case 798: bar = 0.55; break; case 799: bar = 0.55; break; case 800: bar = 0.55; break; case 801: bar = 0.55; break; case 802: bar = 0.55; break; case 803: bar = 0.54; break; case 804: bar = 0.54; break; case 805: bar = 0.54; break; case 806: bar = 0.54; break; case 807: bar = 0.54; break; case 808: bar = 0.54; break; case 809: bar = 0.53; break; case 810: bar = 0.53; break; case 811: bar = 0.53; break; case 812: bar = 0.53; break; case 813: bar = 0.53; break; case 814: bar = 0.53; break; case 815: bar = 0.53; break; case 816: bar = 0.52; break; case 817: bar = 0.52; break; case 818: bar = 0.52; break; case 819: bar = 0.52; break; case 820: bar = 0.52; break; case 821: bar = 0.52; break; case 822: bar = 0.51; break; case 823: bar = 0.51; break; case 824: bar = 0.51; break; case 825: bar = 0.51; break; case 826: bar = 0.51; break; case 827: bar = 0.51; break; case 828: bar = 0.5; break; case 829: bar = 0.5; break; case 830: bar = 0.5; break; case 831: bar = 0.5; break; case 832: bar = 0.5; break; case 833: bar = 0.5; break; case 834: bar = 0.5; break; case 835: bar = 0.49; break; case 836: bar = 0.49; break; case 837: bar = 0.49; break; case 838: bar = 0.49; break; case 839: bar = 0.49; break; case 840: bar = 0.49; break; case 841: bar = 0.48; break; case 842: bar = 0.48; break; case 843: bar = 0.48; break; case 844: bar = 0.48; break; case 845: bar = 0.48; break; case 846: bar = 0.48; break; case 847: bar = 0.48; break; case 848: bar = 0.47; break; case 849: bar = 0.47; break; case 850: bar = 0.47; break; case 851: bar = 0.47; break; case 852: bar = 0.47; break; case 853: bar = 0.47; break; case 854: bar = 0.47; break; case 855: bar = 0.46; break; case 856: bar = 0.46; break; case 857: bar = 0.46; break; case 858: bar = 0.46; break; case 859: bar = 0.46; break; case 860: bar = 0.46; break; case 861: bar = 0.46; break; case 862: bar = 0.45; break; case 863: bar = 0.45; break; case 864: bar = 0.45; break; case 865: bar = 0.45; break; case 866: bar = 0.45; break; case 867: bar = 0.45; break; case 868: bar = 0.45; break; case 869: bar = 0.44; break; case 870: bar = 0.44; break; case 871: bar = 0.44; break; case 872: bar = 0.44; break; case 873: bar = 0.44; break; case 874: bar = 0.44; break; case 875: bar = 0.44; break; case 876: bar = 0.43; break; case 877: bar = 0.43; break; case 878: bar = 0.43; break; case 879: bar = 0.43; break; case 880: bar = 0.43; break; case 881: bar = 0.43; break; case 882: bar = 0.43; break; case 883: bar = 0.42; break; case 884: bar = 0.42; break; case 885: bar = 0.42; break; case 886: bar = 0.42; break; case 887: bar = 0.42; break; case 888: bar = 0.42; break; case 889: bar = 0.42; break; case 890: bar = 0.41; break; case 891: bar = 0.41; break; case 892: bar = 0.41; break; case 893: bar = 0.41; break; case 894: bar = 0.41; break; case 895: bar = 0.41; break; case 896: bar = 0.41; break; case 897: bar = 0.41; break; case 898: bar = 0.4; break; case 899: bar = 0.4; break; case 900: bar = 0.4; break; case 901: bar = 0.4; break; case 902: bar = 0.4; break; case 903: bar = 0.4; break; case 904: bar = 0.4; break; case 905: bar = 0.39; break; case 906: bar = 0.39; break; case 907: bar = 0.39; break; case 908: bar = 0.39; break; case 909: bar = 0.39; break; case 910: bar = 0.39; break; case 911: bar = 0.39; break; case 912: bar = 0.39; break; case 913: bar = 0.38; break; case 914: bar = 0.38; break; case 915: bar = 0.38; break; case 916: bar = 0.38; break; case 917: bar = 0.38; break; case 918: bar = 0.38; break; case 919: bar = 0.38; break; case 920: bar = 0.38; break; case 921: bar = 0.37; break; case 922: bar = 0.37; break; case 923: bar = 0.37; break; case 924: bar = 0.37; break; case 925: bar = 0.37; break; case 926: bar = 0.37; break; case 927: bar = 0.37; break; case 928: bar = 0.37; break; case 929: bar = 0.36; break; case 930: bar = 0.36; break; case 931: bar = 0.36; break; case 932: bar = 0.36; break; case 933: bar = 0.36; break; case 934: bar = 0.36; break; case 935: bar = 0.36; break; case 936: bar = 0.36; break; case 937: bar = 0.35; break; case 938: bar = 0.35; break; case 939: bar = 0.35; break; case 940: bar = 0.35; break; case 941: bar = 0.35; break; case 942: bar = 0.35; break; case 943: bar = 0.35; break; case 944: bar = 0.35; break; case 945: bar = 0.34; break; case 946: bar = 0.34; break; case 947: bar = 0.34; break; case 948: bar = 0.34; break; case 949: bar = 0.34; break; case 950: bar = 0.34; break; case 951: bar = 0.34; break; case 952: bar = 0.34; break; case 953: bar = 0.33; break; case 954: bar = 0.33; break; case 955: bar = 0.33; break; case 956: bar = 0.33; break; case 957: bar = 0.33; break; case 958: bar = 0.33; break; case 959: bar = 0.33; break; case 960: bar = 0.33; break; case 961: bar = 0.32; break; case 962: bar = 0.32; break; case 963: bar = 0.32; break; case 964: bar = 0.32; break; case 965: bar = 0.32; break; case 966: bar = 0.32; break; case 967: bar = 0.32; break; case 968: bar = 0.32; break; case 969: bar = 0.32; break; case 970: bar = 0.31; break; case 971: bar = 0.31; break; case 972: bar = 0.31; break; case 973: bar = 0.31; break; case 974: bar = 0.31; break; case 975: bar = 0.31; break; case 976: bar = 0.31; break; case 977: bar = 0.31; break; case 978: bar = 0.3; break; case 979: bar = 0.3; break; case 980: bar = 0.3; break; case 981: bar = 0.3; break; case 982: bar = 0.3; break; case 983: bar = 0.3; break; case 984: bar = 0.3; break; case 985: bar = 0.3; break; case 986: bar = 0.3; break; case 987: bar = 0.29; break; case 988: bar = 0.29; break; case 989: bar = 0.29; break; case 990: bar = 0.29; break; case 991: bar = 0.29; break; case 992: bar = 0.29; break; case 993: bar = 0.29; break; case 994: bar = 0.29; break; case 995: bar = 0.29; break; case 996: bar = 0.28; break; case 997: bar = 0.28; break; case 998: bar = 0.28; break; case 999: bar = 0.28; break; case 1000: bar = 0.28; break; case 1001: bar = 0.28; break; case 1002: bar = 0.28; break; case 1003: bar = 0.28; break; case 1004: bar = 0.28; break; case 1005: bar = 0.27; break; case 1006: bar = 0.27; break; case 1007: bar = 0.27; break; case 1008: bar = 0.27; break; case 1009: bar = 0.27; break; case 1010: bar = 0.27; break; case 1011: bar = 0.27; break; case 1012: bar = 0.27; break; case 1013: bar = 0.27; break; case 1014: bar = 0.26; break; case 1015: bar = 0.26; break; case 1016: bar = 0.26; break; case 1017: bar = 0.26; break; case 1018: bar = 0.26; break; case 1019: bar = 0.26; break; case 1020: bar = 0.26; break; case 1021: bar = 0.26; break; case 1022: bar = 0.26; break; case 1023: bar = 0.26; break; case 1024: bar = 0.25; break;
case 138: bar = 5.59; break; | case 138: bar = 5.59; break; case 139: bar = 5.55; break; case 140: bar = 5.51; break; case 141: bar = 5.47; break; case 142: bar = 5.44; break; case 143: bar = 5.4; break; case 144: bar = 5.37; break; case 145: bar = 5.33; break; case 146: bar = 5.3; break; case 147: bar = 5.26; break; case 148: bar = 5.23; break; case 149: bar = 5.19; break; case 150: bar = 5.16; break; case 151: bar = 5.13; break; case 152: bar = 5.09; break; case 153: bar = 5.06; break; case 154: bar = 5.03; break; case 155: bar = 5; break; case 156: bar = 4.97; break; case 157: bar = 4.94; break; case 158: bar = 4.91; break; case 159: bar = 4.88; break; case 160: bar = 4.85; break; case 161: bar = 4.82; break; case 162: bar = 4.79; break; case 163: bar = 4.76; break; case 164: bar = 4.73; break; case 165: bar = 4.7; break; case 166: bar = 4.68; break; case 167: bar = 4.65; break; case 168: bar = 4.62; break; case 169: bar = 4.59; break; case 170: bar = 4.57; break; case 171: bar = 4.54; break; case 172: bar = 4.52; break; case 173: bar = 4.49; break; case 174: bar = 4.46; break; case 175: bar = 4.44; break; case 176: bar = 4.41; break; case 177: bar = 4.39; break; case 178: bar = 4.36; break; case 179: bar = 4.34; break; case 180: bar = 4.32; break; case 181: bar = 4.29; break; case 182: bar = 4.27; break; case 183: bar = 4.25; break; case 184: bar = 4.22; break; case 185: bar = 4.2; break; case 186: bar = 4.18; break; case 187: bar = 4.15; break; case 188: bar = 4.13; break; case 189: bar = 4.11; break; case 190: bar = 4.09; break; case 191: bar = 4.07; break; case 192: bar = 4.05; break; case 193: bar = 4.02; break; case 194: bar = 4; break; case 195: bar = 3.98; break; case 196: bar = 3.96; break; case 197: bar = 3.94; break; case 198: bar = 3.92; break; case 199: bar = 3.9; break; case 200: bar = 3.88; break; case 201: bar = 3.86; break; case 202: bar = 3.84; break; case 203: bar = 3.82; break; case 204: bar = 3.8; break; case 205: bar = 3.78; break; case 206: bar = 3.77; break; case 207: bar = 3.75; break; case 208: bar = 3.73; break; case 209: bar = 3.71; break; case 210: bar = 3.69; break; case 211: bar = 3.67; break; case 212: bar = 3.66; break; case 213: bar = 3.64; break; case 214: bar = 3.62; break; case 215: bar = 3.6; break; case 216: bar = 3.59; break; case 217: bar = 3.57; break; case 218: bar = 3.55; break; case 219: bar = 3.53; break; case 220: bar = 3.52; break; case 221: bar = 3.5; break; case 222: bar = 3.48; break; case 223: bar = 3.47; break; case 224: bar = 3.45; break; case 225: bar = 3.44; break; case 226: bar = 3.42; break; case 227: bar = 3.4; break; case 228: bar = 3.39; break; case 229: bar = 3.37; break; case 230: bar = 3.36; break; case 231: bar = 3.34; break; case 232: bar = 3.33; break; case 233: bar = 3.31; break; case 234: bar = 3.3; break; case 235: bar = 3.28; break; case 236: bar = 3.27; break; case 237: bar = 3.25; break; case 238: bar = 3.24; break; case 239: bar = 3.22; break; case 240: bar = 3.21; break; case 241: bar = 3.19; break; case 242: bar = 3.18; break; case 243: bar = 3.17; break; case 244: bar = 3.15; break; case 245: bar = 3.14; break; case 246: bar = 3.12; break; case 247: bar = 3.11; break; case 248: bar = 3.1; break; case 249: bar = 3.08; break; case 250: bar = 3.07; break; case 251: bar = 3.06; break; case 252: bar = 3.04; break; case 253: bar = 3.03; break; case 254: bar = 3.02; break; case 255: bar = 3.01; break; case 256: bar = 2.99; break; case 257: bar = 2.98; break; case 258: bar = 2.97; break; case 259: bar = 2.96; break; case 260: bar = 2.94; break; case 261: bar = 2.93; break; case 262: bar = 2.92; break; case 263: bar = 2.91; break; case 264: bar = 2.89; break; case 265: bar = 2.88; break; case 266: bar = 2.87; break; case 267: bar = 2.86; break; case 268: bar = 2.85; break; case 269: bar = 2.83; break; case 270: bar = 2.82; break; case 271: bar = 2.81; break; case 272: bar = 2.8; break; case 273: bar = 2.79; break; case 274: bar = 2.78; break; case 275: bar = 2.77; break; case 276: bar = 2.76; break; case 277: bar = 2.74; break; case 278: bar = 2.73; break; case 279: bar = 2.72; break; case 280: bar = 2.71; break; case 281: bar = 2.7; break; case 282: bar = 2.69; break; case 283: bar = 2.68; break; case 284: bar = 2.67; break; case 285: bar = 2.66; break; case 286: bar = 2.65; break; case 287: bar = 2.64; break; case 288: bar = 2.63; break; case 289: bar = 2.62; break; case 290: bar = 2.61; break; case 291: bar = 2.6; break; case 292: bar = 2.59; break; case 293: bar = 2.58; break; case 294: bar = 2.57; break; case 295: bar = 2.56; break; case 296: bar = 2.55; break; case 297: bar = 2.54; break; case 298: bar = 2.53; break; case 299: bar = 2.52; break; case 300: bar = 2.51; break; case 301: bar = 2.5; break; case 302: bar = 2.49; break; case 303: bar = 2.48; break; case 304: bar = 2.47; break; case 305: bar = 2.46; break; case 306: bar = 2.45; break; case 307: bar = 2.44; break; case 308: bar = 2.43; break; case 309: bar = 2.42; break; case 310: bar = 2.41; break; case 311: bar = 2.41; break; case 312: bar = 2.4; break; case 313: bar = 2.39; break; case 314: bar = 2.38; break; case 315: bar = 2.37; break; case 316: bar = 2.36; break; case 317: bar = 2.35; break; case 318: bar = 2.34; break; case 319: bar = 2.34; break; case 320: bar = 2.33; break; case 321: bar = 2.32; break; case 322: bar = 2.31; break; case 323: bar = 2.3; break; case 324: bar = 2.29; break; case 325: bar = 2.28; break; case 326: bar = 2.28; break; case 327: bar = 2.27; break; case 328: bar = 2.26; break; case 329: bar = 2.25; break; case 330: bar = 2.24; break; case 331: bar = 2.24; break; case 332: bar = 2.23; break; case 333: bar = 2.22; break; case 334: bar = 2.21; break; case 335: bar = 2.2; break; case 336: bar = 2.2; break; case 337: bar = 2.19; break; case 338: bar = 2.18; break; case 339: bar = 2.17; break; case 340: bar = 2.17; break; case 341: bar = 2.16; break; case 342: bar = 2.15; break; case 343: bar = 2.14; break; case 344: bar = 2.13; break; case 345: bar = 2.13; break; case 346: bar = 2.12; break; case 347: bar = 2.11; break; case 348: bar = 2.11; break; case 349: bar = 2.1; break; case 350: bar = 2.09; break; case 351: bar = 2.08; break; case 352: bar = 2.08; break; case 353: bar = 2.07; break; case 354: bar = 2.06; break; case 355: bar = 2.05; break; case 356: bar = 2.05; break; case 357: bar = 2.04; break; case 358: bar = 2.03; break; case 359: bar = 2.03; break; case 360: bar = 2.02; break; case 361: bar = 2.01; break; case 362: bar = 2.01; break; case 363: bar = 2; break; case 364: bar = 1.99; break; case 365: bar = 1.99; break; case 366: bar = 1.98; break; case 367: bar = 1.97; break; case 368: bar = 1.97; break; case 369: bar = 1.96; break; case 370: bar = 1.95; break; case 371: bar = 1.95; break; case 372: bar = 1.94; break; case 373: bar = 1.93; break; case 374: bar = 1.93; break; case 375: bar = 1.92; break; case 376: bar = 1.91; break; case 377: bar = 1.91; break; case 378: bar = 1.9; break; case 379: bar = 1.89; break; case 380: bar = 1.89; break; case 381: bar = 1.88; break; case 382: bar = 1.88; break; case 383: bar = 1.87; break; case 384: bar = 1.86; break; case 385: bar = 1.86; break; case 386: bar = 1.85; break; case 387: bar = 1.85; break; case 388: bar = 1.84; break; case 389: bar = 1.83; break; case 390: bar = 1.83; break; case 391: bar = 1.82; break; case 392: bar = 1.82; break; case 393: bar = 1.81; break; case 394: bar = 1.8; break; case 395: bar = 1.8; break; case 396: bar = 1.79; break; case 397: bar = 1.79; break; case 398: bar = 1.78; break; case 399: bar = 1.77; break; case 400: bar = 1.77; break; case 401: bar = 1.76; break; case 402: bar = 1.76; break; case 403: bar = 1.75; break; case 404: bar = 1.75; break; case 405: bar = 1.74; break; case 406: bar = 1.73; break; case 407: bar = 1.73; break; case 408: bar = 1.72; break; case 409: bar = 1.72; break; case 410: bar = 1.71; break; case 411: bar = 1.71; break; case 412: bar = 1.7; break; case 413: bar = 1.7; break; case 414: bar = 1.69; break; case 415: bar = 1.69; break; case 416: bar = 1.68; break; case 417: bar = 1.67; break; case 418: bar = 1.67; break; case 419: bar = 1.66; break; case 420: bar = 1.66; break; case 421: bar = 1.65; break; case 422: bar = 1.65; break; case 423: bar = 1.64; break; case 424: bar = 1.64; break; case 425: bar = 1.63; break; case 426: bar = 1.63; break; case 427: bar = 1.62; break; case 428: bar = 1.62; break; case 429: bar = 1.61; break; case 430: bar = 1.61; break; case 431: bar = 1.6; break; case 432: bar = 1.6; break; case 433: bar = 1.59; break; case 434: bar = 1.59; break; case 435: bar = 1.58; break; case 436: bar = 1.58; break; case 437: bar = 1.57; break; case 438: bar = 1.57; break; case 439: bar = 1.56; break; case 440: bar = 1.56; break; case 441: bar = 1.55; break; case 442: bar = 1.55; break; case 443: bar = 1.54; break; case 444: bar = 1.54; break; case 445: bar = 1.53; break; case 446: bar = 1.53; break; case 447: bar = 1.53; break; case 448: bar = 1.52; break; case 449: bar = 1.52; break; case 450: bar = 1.51; break; case 451: bar = 1.51; break; case 452: bar = 1.5; break; case 453: bar = 1.5; break; case 454: bar = 1.49; break; case 455: bar = 1.49; break; case 456: bar = 1.48; break; case 457: bar = 1.48; break; case 458: bar = 1.47; break; case 459: bar = 1.47; break; case 460: bar = 1.47; break; case 461: bar = 1.46; break; case 462: bar = 1.46; break; case 463: bar = 1.45; break; case 464: bar = 1.45; break; case 465: bar = 1.44; break; case 466: bar = 1.44; break; case 467: bar = 1.44; break; case 468: bar = 1.43; break; case 469: bar = 1.43; break; case 470: bar = 1.42; break; case 471: bar = 1.42; break; case 472: bar = 1.41; break; case 473: bar = 1.41; break; case 474: bar = 1.41; break; case 475: bar = 1.4; break; case 476: bar = 1.4; break; case 477: bar = 1.39; break; case 478: bar = 1.39; break; case 479: bar = 1.38; break; case 480: bar = 1.38; break; case 481: bar = 1.38; break; case 482: bar = 1.37; break; case 483: bar = 1.37; break; case 484: bar = 1.36; break; case 485: bar = 1.36; break; case 486: bar = 1.36; break; case 487: bar = 1.35; break; case 488: bar = 1.35; break; case 489: bar = 1.34; break; case 490: bar = 1.34; break; case 491: bar = 1.34; break; case 492: bar = 1.33; break; case 493: bar = 1.33; break; case 494: bar = 1.32; break; case 495: bar = 1.32; break; case 496: bar = 1.32; break; case 497: bar = 1.31; break; case 498: bar = 1.31; break; case 499: bar = 1.3; break; case 500: bar = 1.3; break; case 501: bar = 1.3; break; case 502: bar = 1.29; break; case 503: bar = 1.29; break; case 504: bar = 1.29; break; case 505: bar = 1.28; break; case 506: bar = 1.28; break; case 507: bar = 1.27; break; case 508: bar = 1.27; break; case 509: bar = 1.27; break; case 510: bar = 1.26; break; case 511: bar = 1.26; break; case 512: bar = 1.26; break; case 513: bar = 1.25; break; case 514: bar = 1.25; break; case 515: bar = 1.24; break; case 516: bar = 1.24; break; case 517: bar = 1.24; break; case 518: bar = 1.23; break; case 519: bar = 1.23; break; case 520: bar = 1.23; break; case 521: bar = 1.22; break; case 522: bar = 1.22; break; case 523: bar = 1.22; break; case 524: bar = 1.21; break; case 525: bar = 1.21; break; case 526: bar = 1.21; break; case 527: bar = 1.2; break; case 528: bar = 1.2; break; case 529: bar = 1.2; break; case 530: bar = 1.19; break; case 531: bar = 1.19; break; case 532: bar = 1.18; break; case 533: bar = 1.18; break; case 534: bar = 1.18; break; case 535: bar = 1.17; break; case 536: bar = 1.17; break; case 537: bar = 1.17; break; case 538: bar = 1.16; break; case 539: bar = 1.16; break; case 540: bar = 1.16; break; case 541: bar = 1.15; break; case 542: bar = 1.15; break; case 543: bar = 1.15; break; case 544: bar = 1.14; break; case 545: bar = 1.14; break; case 546: bar = 1.14; break; case 547: bar = 1.13; break; case 548: bar = 1.13; break; case 549: bar = 1.13; break; case 550: bar = 1.12; break; case 551: bar = 1.12; break; case 552: bar = 1.12; break; case 553: bar = 1.12; break; case 554: bar = 1.11; break; case 555: bar = 1.11; break; case 556: bar = 1.11; break; case 557: bar = 1.1; break; case 558: bar = 1.1; break; case 559: bar = 1.1; break; case 560: bar = 1.09; break; case 561: bar = 1.09; break; case 562: bar = 1.09; break; case 563: bar = 1.08; break; case 564: bar = 1.08; break; case 565: bar = 1.08; break; case 566: bar = 1.07; break; case 567: bar = 1.07; break; case 568: bar = 1.07; break; case 569: bar = 1.07; break; case 570: bar = 1.06; break; case 571: bar = 1.06; break; case 572: bar = 1.06; break; case 573: bar = 1.05; break; case 574: bar = 1.05; break; case 575: bar = 1.05; break; case 576: bar = 1.04; break; case 577: bar = 1.04; break; case 578: bar = 1.04; break; case 579: bar = 1.04; break; case 580: bar = 1.03; break; case 581: bar = 1.03; break; case 582: bar = 1.03; break; case 583: bar = 1.02; break; case 584: bar = 1.02; break; case 585: bar = 1.02; break; case 586: bar = 1.02; break; case 587: bar = 1.01; break; case 588: bar = 1.01; break; case 589: bar = 1.01; break; case 590: bar = 1; break; case 591: bar = 1; break; case 592: bar = 1; break; case 593: bar = 1; break; case 594: bar = 0.99; break; case 595: bar = 0.99; break; case 596: bar = 0.99; break; case 597: bar = 0.98; break; case 598: bar = 0.98; break; case 599: bar = 0.98; break; case 600: bar = 0.98; break; case 601: bar = 0.97; break; case 602: bar = 0.97; break; case 603: bar = 0.97; break; case 604: bar = 0.96; break; case 605: bar = 0.96; break; case 606: bar = 0.96; break; case 607: bar = 0.96; break; case 608: bar = 0.95; break; case 609: bar = 0.95; break; case 610: bar = 0.95; break; case 611: bar = 0.95; break; case 612: bar = 0.94; break; case 613: bar = 0.94; break; case 614: bar = 0.94; break; case 615: bar = 0.94; break; case 616: bar = 0.93; break; case 617: bar = 0.93; break; case 618: bar = 0.93; break; case 619: bar = 0.92; break; case 620: bar = 0.92; break; case 621: bar = 0.92; break; case 622: bar = 0.92; break; case 623: bar = 0.91; break; case 624: bar = 0.91; break; case 625: bar = 0.91; break; case 626: bar = 0.91; break; case 627: bar = 0.9; break; case 628: bar = 0.9; break; case 629: bar = 0.9; break; case 630: bar = 0.9; break; case 631: bar = 0.89; break; case 632: bar = 0.89; break; case 633: bar = 0.89; break; case 634: bar = 0.89; break; case 635: bar = 0.88; break; case 636: bar = 0.88; break; case 637: bar = 0.88; break; case 638: bar = 0.88; break; case 639: bar = 0.87; break; case 640: bar = 0.87; break; case 641: bar = 0.87; break; case 642: bar = 0.87; break; case 643: bar = 0.86; break; case 644: bar = 0.86; break; case 645: bar = 0.86; break; case 646: bar = 0.86; break; case 647: bar = 0.85; break; case 648: bar = 0.85; break; case 649: bar = 0.85; break; case 650: bar = 0.85; break; case 651: bar = 0.84; break; case 652: bar = 0.84; break; case 653: bar = 0.84; break; case 654: bar = 0.84; break; case 655: bar = 0.84; break; case 656: bar = 0.83; break; case 657: bar = 0.83; break; case 658: bar = 0.83; break; case 659: bar = 0.83; break; case 660: bar = 0.82; break; case 661: bar = 0.82; break; case 662: bar = 0.82; break; case 663: bar = 0.82; break; case 664: bar = 0.81; break; case 665: bar = 0.81; break; case 666: bar = 0.81; break; case 667: bar = 0.81; break; case 668: bar = 0.81; break; case 669: bar = 0.8; break; case 670: bar = 0.8; break; case 671: bar = 0.8; break; case 672: bar = 0.8; break; case 673: bar = 0.79; break; case 674: bar = 0.79; break; case 675: bar = 0.79; break; case 676: bar = 0.79; break; case 677: bar = 0.78; break; case 678: bar = 0.78; break; case 679: bar = 0.78; break; case 680: bar = 0.78; break; case 681: bar = 0.78; break; case 682: bar = 0.77; break; case 683: bar = 0.77; break; case 684: bar = 0.77; break; case 685: bar = 0.77; break; case 686: bar = 0.77; break; case 687: bar = 0.76; break; case 688: bar = 0.76; break; case 689: bar = 0.76; break; case 690: bar = 0.76; break; case 691: bar = 0.75; break; case 692: bar = 0.75; break; case 693: bar = 0.75; break; case 694: bar = 0.75; break; case 695: bar = 0.75; break; case 696: bar = 0.74; break; case 697: bar = 0.74; break; case 698: bar = 0.74; break; case 699: bar = 0.74; break; case 700: bar = 0.74; break; case 701: bar = 0.73; break; case 702: bar = 0.73; break; case 703: bar = 0.73; break; case 704: bar = 0.73; break; case 705: bar = 0.72; break; case 706: bar = 0.72; break; case 707: bar = 0.72; break; case 708: bar = 0.72; break; case 709: bar = 0.72; break; case 710: bar = 0.71; break; case 711: bar = 0.71; break; case 712: bar = 0.71; break; case 713: bar = 0.71; break; case 714: bar = 0.71; break; case 715: bar = 0.7; break; case 716: bar = 0.7; break; case 717: bar = 0.7; break; case 718: bar = 0.7; break; case 719: bar = 0.7; break; case 720: bar = 0.69; break; case 721: bar = 0.69; break; case 722: bar = 0.69; break; case 723: bar = 0.69; break; case 724: bar = 0.69; break; case 725: bar = 0.68; break; case 726: bar = 0.68; break; case 727: bar = 0.68; break; case 728: bar = 0.68; break; case 729: bar = 0.68; break; case 730: bar = 0.67; break; case 731: bar = 0.67; break; case 732: bar = 0.67; break; case 733: bar = 0.67; break; case 734: bar = 0.67; break; case 735: bar = 0.67; break; case 736: bar = 0.66; break; case 737: bar = 0.66; break; case 738: bar = 0.66; break; case 739: bar = 0.66; break; case 740: bar = 0.66; break; case 741: bar = 0.65; break; case 742: bar = 0.65; break; case 743: bar = 0.65; break; case 744: bar = 0.65; break; case 745: bar = 0.65; break; case 746: bar = 0.64; break; case 747: bar = 0.64; break; case 748: bar = 0.64; break; case 749: bar = 0.64; break; case 750: bar = 0.64; break; case 751: bar = 0.64; break; case 752: bar = 0.63; break; case 753: bar = 0.63; break; case 754: bar = 0.63; break; case 755: bar = 0.63; break; case 756: bar = 0.63; break; case 757: bar = 0.62; break; case 758: bar = 0.62; break; case 759: bar = 0.62; break; case 760: bar = 0.62; break; case 761: bar = 0.62; break; case 762: bar = 0.61; break; case 763: bar = 0.61; break; case 764: bar = 0.61; break; case 765: bar = 0.61; break; case 766: bar = 0.61; break; case 767: bar = 0.61; break; case 768: bar = 0.6; break; case 769: bar = 0.6; break; case 770: bar = 0.6; break; case 771: bar = 0.6; break; case 772: bar = 0.6; break; case 773: bar = 0.6; break; case 774: bar = 0.59; break; case 775: bar = 0.59; break; case 776: bar = 0.59; break; case 777: bar = 0.59; break; case 778: bar = 0.59; break; case 779: bar = 0.59; break; case 780: bar = 0.58; break; case 781: bar = 0.58; break; case 782: bar = 0.58; break; case 783: bar = 0.58; break; case 784: bar = 0.58; break; case 785: bar = 0.57; break; case 786: bar = 0.57; break; case 787: bar = 0.57; break; case 788: bar = 0.57; break; case 789: bar = 0.57; break; case 790: bar = 0.57; break; case 791: bar = 0.56; break; case 792: bar = 0.56; break; case 793: bar = 0.56; break; case 794: bar = 0.56; break; case 795: bar = 0.56; break; case 796: bar = 0.56; break; case 797: bar = 0.55; break; case 798: bar = 0.55; break; case 799: bar = 0.55; break; case 800: bar = 0.55; break; case 801: bar = 0.55; break; case 802: bar = 0.55; break; case 803: bar = 0.54; break; case 804: bar = 0.54; break; case 805: bar = 0.54; break; case 806: bar = 0.54; break; case 807: bar = 0.54; break; case 808: bar = 0.54; break; case 809: bar = 0.53; break; case 810: bar = 0.53; break; case 811: bar = 0.53; break; case 812: bar = 0.53; break; case 813: bar = 0.53; break; case 814: bar = 0.53; break; case 815: bar = 0.53; break; case 816: bar = 0.52; break; case 817: bar = 0.52; break; case 818: bar = 0.52; break; case 819: bar = 0.52; break; case 820: bar = 0.52; break; case 821: bar = 0.52; break; case 822: bar = 0.51; break; case 823: bar = 0.51; break; case 824: bar = 0.51; break; case 825: bar = 0.51; break; case 826: bar = 0.51; break; case 827: bar = 0.51; break; case 828: bar = 0.5; break; case 829: bar = 0.5; break; case 830: bar = 0.5; break; case 831: bar = 0.5; break; case 832: bar = 0.5; break; case 833: bar = 0.5; break; case 834: bar = 0.5; break; case 835: bar = 0.49; break; case 836: bar = 0.49; break; case 837: bar = 0.49; break; case 838: bar = 0.49; break; case 839: bar = 0.49; break; case 840: bar = 0.49; break; case 841: bar = 0.48; break; case 842: bar = 0.48; break; case 843: bar = 0.48; break; case 844: bar = 0.48; break; case 845: bar = 0.48; break; case 846: bar = 0.48; break; case 847: bar = 0.48; break; case 848: bar = 0.47; break; case 849: bar = 0.47; break; case 850: bar = 0.47; break; case 851: bar = 0.47; break; case 852: bar = 0.47; break; case 853: bar = 0.47; break; case 854: bar = 0.47; break; case 855: bar = 0.46; break; case 856: bar = 0.46; break; case 857: bar = 0.46; break; case 858: bar = 0.46; break; case 859: bar = 0.46; break; case 860: bar = 0.46; break; case 861: bar = 0.46; break; case 862: bar = 0.45; break; case 863: bar = 0.45; break; case 864: bar = 0.45; break; case 865: bar = 0.45; break; case 866: bar = 0.45; break; case 867: bar = 0.45; break; case 868: bar = 0.45; break; case 869: bar = 0.44; break; case 870: bar = 0.44; break; case 871: bar = 0.44; break; case 872: bar = 0.44; break; case 873: bar = 0.44; break; case 874: bar = 0.44; break; case 875: bar = 0.44; break; case 876: bar = 0.43; break; case 877: bar = 0.43; break; case 878: bar = 0.43; break; case 879: bar = 0.43; break; case 880: bar = 0.43; break; case 881: bar = 0.43; break; case 882: bar = 0.43; break; case 883: bar = 0.42; break; case 884: bar = 0.42; break; case 885: bar = 0.42; break; case 886: bar = 0.42; break; case 887: bar = 0.42; break; case 888: bar = 0.42; break; case 889: bar = 0.42; break; case 890: bar = 0.41; break; case 891: bar = 0.41; break; case 892: bar = 0.41; break; case 893: bar = 0.41; break; case 894: bar = 0.41; break; case 895: bar = 0.41; break; case 896: bar = 0.41; break; case 897: bar = 0.41; break; case 898: bar = 0.4; break; case 899: bar = 0.4; break; case 900: bar = 0.4; break; case 901: bar = 0.4; break; case 902: bar = 0.4; break; case 903: bar = 0.4; break; case 904: bar = 0.4; break; case 905: bar = 0.39; break; case 906: bar = 0.39; break; case 907: bar = 0.39; break; case 908: bar = 0.39; break; case 909: bar = 0.39; break; case 910: bar = 0.39; break; case 911: bar = 0.39; break; case 912: bar = 0.39; break; case 913: bar = 0.38; break; case 914: bar = 0.38; break; case 915: bar = 0.38; break; case 916: bar = 0.38; break; case 917: bar = 0.38; break; case 918: bar = 0.38; break; case 919: bar = 0.38; break; case 920: bar = 0.38; break; case 921: bar = 0.37; break; case 922: bar = 0.37; break; case 923: bar = 0.37; break; case 924: bar = 0.37; break; case 925: bar = 0.37; break; case 926: bar = 0.37; break; case 927: bar = 0.37; break; case 928: bar = 0.37; break; case 929: bar = 0.36; break; case 930: bar = 0.36; break; case 931: bar = 0.36; break; case 932: bar = 0.36; break; case 933: bar = 0.36; break; case 934: bar = 0.36; break; case 935: bar = 0.36; break; case 936: bar = 0.36; break; case 937: bar = 0.35; break; case 938: bar = 0.35; break; case 939: bar = 0.35; break; case 940: bar = 0.35; break; case 941: bar = 0.35; break; case 942: bar = 0.35; break; case 943: bar = 0.35; break; case 944: bar = 0.35; break; case 945: bar = 0.34; break; case 946: bar = 0.34; break; case 947: bar = 0.34; break; case 948: bar = 0.34; break; case 949: bar = 0.34; break; case 950: bar = 0.34; break; case 951: bar = 0.34; break; case 952: bar = 0.34; break; case 953: bar = 0.33; break; case 954: bar = 0.33; break; case 955: bar = 0.33; break; case 956: bar = 0.33; break; case 957: bar = 0.33; break; case 958: bar = 0.33; break; case 959: bar = 0.33; break; case 960: bar = 0.33; break; case 961: bar = 0.32; break; case 962: bar = 0.32; break; case 963: bar = 0.32; break; case 964: bar = 0.32; break; case 965: bar = 0.32; break; case 966: bar = 0.32; break; case 967: bar = 0.32; break; case 968: bar = 0.32; break; case 969: bar = 0.32; break; case 970: bar = 0.31; break; case 971: bar = 0.31; break; case 972: bar = 0.31; break; case 973: bar = 0.31; break; case 974: bar = 0.31; break; case 975: bar = 0.31; break; case 976: bar = 0.31; break; case 977: bar = 0.31; break; case 978: bar = 0.3; break; case 979: bar = 0.3; break; case 980: bar = 0.3; break; case 981: bar = 0.3; break; case 982: bar = 0.3; break; case 983: bar = 0.3; break; case 984: bar = 0.3; break; case 985: bar = 0.3; break; case 986: bar = 0.3; break; case 987: bar = 0.29; break; case 988: bar = 0.29; break; case 989: bar = 0.29; break; case 990: bar = 0.29; break; case 991: bar = 0.29; break; case 992: bar = 0.29; break; case 993: bar = 0.29; break; case 994: bar = 0.29; break; case 995: bar = 0.29; break; case 996: bar = 0.28; break; case 997: bar = 0.28; break; case 998: bar = 0.28; break; case 999: bar = 0.28; break; case 1000: bar = 0.28; break; case 1001: bar = 0.28; break; case 1002: bar = 0.28; break; case 1003: bar = 0.28; break; case 1004: bar = 0.28; break; case 1005: bar = 0.27; break; case 1006: bar = 0.27; break; case 1007: bar = 0.27; break; case 1008: bar = 0.27; break; case 1009: bar = 0.27; break; case 1010: bar = 0.27; break; case 1011: bar = 0.27; break; case 1012: bar = 0.27; break; case 1013: bar = 0.27; break; case 1014: bar = 0.26; break; case 1015: bar = 0.26; break; case 1016: bar = 0.26; break; case 1017: bar = 0.26; break; case 1018: bar = 0.26; break; case 1019: bar = 0.26; break; case 1020: bar = 0.26; break; case 1021: bar = 0.26; break; case 1022: bar = 0.26; break; case 1023: bar = 0.26; break; case 1024: bar = 0.25; break;